## Sheet1
| id | storetno | analyteno | old_res_link | new_res_link | contam_name | mcl | dlr | trig | unit | regulatory_effective_date | reg_xldate | contam_group | notes | method | library_group | min_xldate | max_xldate | num_unique_facilities
0 | 1 | 00010 | 1996 | storet_no, mcl, dlr, trig | analyte_no, mcl, dlr | SOURCE TEMPERATURE C | 0 | 0 | 0 | C | [6 empty] | 29234 | 44719 | 4362
1 | 2 | 00081 | 1905 | storet_no, mcl, dlr, trig | analyte_no, mcl, dlr | COLOR | 15 | 0 | 15 | UNITS | [6 empty] | 27792 | 44726 | 12988
2 | 3 | 00086 | 1920 | storet_no, mcl, dlr, trig | analyte_no, mcl, dlr | ODOR THRESHOLD @ 60 C | 3 | 1 | 3 | TON | [6 empty] | 36062 | 44726 | 12570
3 | 4 | 00086 | 1920 | storet_no, mcl, dlr, trig | analyte_no, mcl, dlr | ODOR THRESHOLD @ 60 C | 3 | 0 | 3 | TON | [6 empty] | 27760 | 36061 | 5452
4 | 5 | 00095 | 1064 | storet_no, mcl, dlr, trig | analyte_no, mcl, dlr | SPECIFIC CONDUCTANCE | 1600 | 0 | 900 | US | [6 empty] | 27165 | 44727 | 14201
5 | 6 | 00400 | C253 | storet_no, mcl, dlr, trig | analyte_no, mcl, dlr | PH, FIELD | 0 | 0 | 0 | 0 | [6 empty] | 30383 | 44726 | 3086
6 | 7 | 00403 | 1925 | storet_no, mcl, dlr, trig | analyte_no, mcl, dlr | PH, LABORATORY | 0 | 0 | 0 | 0 | [6 empty] | 27165 | 44726 | 14567
7 | 8 | 00410 | 1927 | storet_no, mcl, dlr, trig | analyte_no, mcl, dlr | ALKALINITY (TOTAL) AS CACO3 | 0 | 0 | 0 | MG/L | [6 empty] | 27165 | 44733 | 14461
8 | 9 | 00440 | 1928 | storet_no, mcl, dlr, trig | analyte_no, mcl, dlr | BICARBONATE ALKALINITY | 0 | 0 | 0 | MG/L | [6 empty] | 27165 | 44733 | 14477
9 | 10 | 00445 | 1929 | storet_no, mcl, dlr, trig | analyte_no, mcl, dlr | CARBONATE ALKALINITY | 0 | 0 | 0 | MG/L | [6 empty] | 27792 | 44733 | 14436
10 | 11 | 00612 | 1003 | storet_no, mcl, dlr, trig | analyte_no, mcl, dlr | AMMONIA (NH3-N) | 0 | 0 | 0 | MG/L | [6 empty] | 31281 | 44720 | 960
11 | 12 | 00618 | 1040 | storet_no, mcl, dlr, trig | analyte_no, mcl, dlr | NITRATE (AS N) | 10 | 0.4 | 5 | mg/L | [6 empty] | 33151 | 44735 | 16061
12 | 13 | 00620 | 0 | Delete, use contam_id 14 and normalize mcl/dlr/trig units | Delete, use contam_id 14 and normalize mcl/dlr/trig units | NITRITE (AS N) | 1000 | 400 | 500 | UG/L | [8 empty] | 0
13 | 14 | 00620 | 1041 | storet_no, mcl, dlr, trig | analyte_no, mcl, dlr | NITRITE (AS N) | 1 | 0.4 | 0.5 | mg/L | [6 empty] | 27309 | 44732 | 16012
14 | 15 | 00650 | 1043 | storet_no, mcl, dlr, trig | analyte_no, mcl, dlr | PHOSPHATE (AS PO4) | 0 | 0 | 0 | MG/L | [6 empty] | 29234 | 44704 | 1681
15 | 16 | 00660 | 1044 | storet_no, mcl, dlr, trig | analyte_no, mcl, dlr | PHOSPHATE, ORTHO | 0 | 0 | 0 | MG/L | [6 empty] | 34929 | 44733 | 1094
16 | 17 | 00680 | 2920 | storet_no, mcl, dlr, trig | analyte_no, mcl, dlr | TOTAL ORGANIC CARBON (TOC) | 0 | 0.3 | 0 | MG/L | [6 empty] | 38075 | 44725 | 2243
17 | 18 | 00680 | 2920 | storet_no, mcl, dlr, trig | analyte_no, mcl, dlr | TOTAL ORGANIC CARBON (TOC) | 0 | 0 | 0 | MG/L | [6 empty] | 35781 | 38072 | 612
18 | 19 | 00726 | 0 | storet_no, mcl, dlr, trig | REMOVED (see: CA4810701-009) | SODIUM CHLORATE | 0 | 0 | 0 | UG/L | [6 empty] | 36031 | 36031 | 2
19 | 20 | 00745 | C101 | storet_no, mcl, dlr, trig | analyte_no, mcl, dlr | SULFIDE | 0 | 0 | 0 | MG/L | [6 empty] | 34479 | 44719 | 412
20 | 21 | 00900 | 1915 | storet_no, mcl, dlr, trig | analyte_no, mcl, dlr | HARDNESS (TOTAL) AS CACO3 | 0 | 0 | 0 | MG/L | [6 empty] | 27165 | 44727 | 14437
21 | 22 | 00916 | 1919 | storet_no, mcl, dlr, trig | analyte_no, mcl, dlr | CALCIUM | 0 | 0 | 0 | MG/L | [6 empty] | 27165 | 44727 | 14579
22 | 23 | 00927 | 1031 | storet_no, mcl, dlr, trig | analyte_no, mcl, dlr | MAGNESIUM | 0 | 0 | 0 | MG/L | [6 empty] | 27165 | 44727 | 14486
23 | 24 | 00929 | 1052 | storet_no, mcl, dlr, trig | analyte_no, mcl, dlr | SODIUM | 0 | 0 | 0 | MG/L | [6 empty] | 27165 | 44720 | 14404
24 | 25 | 00931 | 1047 | storet_no, mcl, dlr, trig | analyte_no, mcl, dlr | SODIUM ABSORPTION RATIO | 0 | 0 | 0 | 0 | [6 empty] | 29234 | 44398 | 2036
25 | 26 | 00937 | 1042 | storet_no, mcl, dlr, trig | analyte_no, mcl, dlr | POTASSIUM | 0 | 0 | 0 | MG/L | [6 empty] | 27165 | 44720 | 12114
26 | 27 | 00940 | 1017 | storet_no, mcl, dlr, trig | analyte_no, mcl, dlr | CHLORIDE | 500 | 0 | 250 | MG/L | [6 empty] | 27165 | 44726 | 13471
27 | 28 | 00945 | 1055 | storet_no, mcl, dlr, trig | analyte_no, mcl, dlr | SULFATE | 600 | 0.5 | 500 | MG/L | [6 empty] | 27165 | 36993 | 6606
28 | 29 | 00945 | 1055 | storet_no, mcl, dlr, trig | analyte_no, mcl, dlr | SULFATE | 500 | 0.5 | 250 | MG/L | [6 empty] | 36997 | 44726 | 12827
29 | 30 | 00951 | 1025 | storet_no, mcl, dlr, trig | analyte_no, mcl, dlr | FLUORIDE (F) (NATURAL-SOURCE) | 1.7 | 0.1 | 1.7 | MG/L | [6 empty] | 36091 | 37678 | 6345
30 | 31 | 00951 | 1025 | storet_no, mcl, dlr, trig | analyte_no, mcl, dlr | FLUORIDE (F) (NATURAL-SOURCE) | 2 | 0.1 | 2 | MG/L | [6 empty] | 37679 | 44419 | 13820
31 | 32 | 00951 | 1025 | storet_no, mcl, dlr, trig | analyte_no, mcl, dlr | FLUORIDE (F) (NATURAL-SOURCE) | 1.4 | 0.1 | 1.4 | MG/L | [6 empty] | 27165 | 36090 | 6112
32 | 33 | 00955 | 1049 | storet_no, mcl, dlr, trig | analyte_no, mcl, dlr | SILICA | 0 | 0 | 0 | MG/L | [6 empty] | 29109 | 44720 | 2297
33 | 34 | 01002 | 1005 | storet_no, mcl, dlr, trig | analyte_no, mcl, dlr | ARSENIC | 50 | 2 | 5 | UG/L | [6 empty] | 27760 | 38737 | 9073
34 | 35 | 01002 | 1005 | storet_no, mcl, dlr, trig | analyte_no, mcl, dlr | ARSENIC | 10 | 2 | 5 | UG/L | [6 empty] | 38740 | 44733 | 13385
35 | 36 | 01007 | 1010 | storet_no, mcl, dlr, trig | analyte_no, mcl, dlr | BARIUM | 1000 | 100 | 1000 | UG/L | 01-01-1993 | 33970 | IOC |  |  |  | 27760 | 44720 | 13426
36 | 37 | 01012 | 1075 | storet_no, mcl, dlr, trig | analyte_no, mcl, dlr | BERYLLIUM | 4 | 1 | 4 | UG/L | 01-01-1994 | 34335 | IOC |  |  |  | 31423 | 44720 | 13145
37 | 38 | 01020 | 1079 | storet_no, mcl, dlr, trig | analyte_no, mcl, dlr | BORON | 0 | 100 | 1000 | UG/L | [6 empty] | 36997 | 44719 | 8954
38 | 39 | 01020 | 1079 | storet_no, mcl, dlr, trig | analyte_no, mcl, dlr | BORON | 0 | 0 | 0 | UG/L | [6 empty] | 29560 | 36993 | 1868
39 | 40 | 01027 | 1015 | storet_no, mcl, dlr, trig | analyte_no, mcl, dlr | CADMIUM | 5 | 1 | 5 | UG/L | 01-01-1992 | 33604 | IOC |  |  |  | 27760 | 44725 | 13420
40 | 41 | 01032 | 1080 | storet_no, mcl, dlr, trig | analyte_no, mcl, dlr | CHROMIUM, HEXAVALENT | 0 | 0 | 0 | UG/L | [6 empty] | 36994 | 41820 | 5929
41 | 42 | 01032 | 1080 | storet_no, mcl, dlr, trig | analyte_no, mcl, dlr | CHROMIUM, HEXAVALENT | 10 | 1 | 10 | UG/L | [6 empty] | 41821 | 42989 | 10337
42 | 43 | 01032 | 1080 | storet_no, mcl, dlr, trig | analyte_no, mcl, dlr | CHROMIUM, HEXAVALENT | 0 | 1 | 10 | UG/L | [6 empty] | 42990 | 44412 | 4135
43 | 44 | 01032 | 1080 | storet_no, mcl, dlr, trig | analyte_no, mcl, dlr | CHROMIUM, HEXAVALENT | 0 | 1 | 1 | UG/L | [6 empty] | 35768 | 44726 | 3553
44 | 45 | 01034 | 1020 | storet_no, mcl, dlr, trig | analyte_no, mcl, dlr | CHROMIUM (TOTAL) | 50 | 10 | 50 | UG/L | [6 empty] | 27760 | 44720 | 13505
45 | 46 | 01035 | 1081 | storet_no, mcl, dlr, trig | analyte_no, mcl, dlr | COBALT | 0 | 0 | 0 | UG/L | [6 empty] | 31940 | 44679 | 653
46 | 47 | 01042 | 1022 | storet_no, mcl, dlr, trig | analyte_no, mcl, dlr | COPPER | 1000 | 50 | 1000 | UG/L | [6 empty] | 27760 | 44725 | 13518
47 | 48 | 01045 | 1028 | storet_no, mcl, dlr, trig | analyte_no, mcl, dlr | IRON | 300 | 100 | 300 | UG/L | [6 empty] | 27165 | 44727 | 15112
48 | 49 | 01046 | 1082 | storet_no, mcl, dlr, trig | analyte_no, mcl, dlr | IRON, DISSOLVED | 300 | 0 | 300 | UG/L | [6 empty] | 33071 | 39756 | 113
49 | 50 | 01046 | 1082 | storet_no, mcl, dlr, trig | analyte_no, mcl, dlr | IRON, DISSOLVED | 0 | 0 | 0 | UG/L | [6 empty] | 39764 | 44718 | 27
50 | 51 | 01051 | 1030 | storet_no, mcl, dlr, trig | analyte_no, mcl, dlr | LEAD | 0 | 5 | 15 | UG/L | [6 empty] | 27760 | 44725 | 13059
51 | 52 | 01055 | 1032 | storet_no, mcl, dlr, trig | analyte_no, mcl, dlr | MANGANESE | 50 | 20 | 50 | UG/L | [6 empty] | 36062 | 44727 | 14606
52 | 53 | 01055 | 1032 | storet_no, mcl, dlr, trig | analyte_no, mcl, dlr | MANGANESE | 50 | 10 | 50 | UG/L | [6 empty] | 27165 | 36061 | 6114
53 | 54 | 01056 | 1034 | storet_no, mcl, dlr, trig | analyte_no, mcl, dlr | MANGANESE, DISSOLVED | 50 | 0 | 50 | UG/L | [6 empty] | 33071 | 44705 | 152
54 | 55 | 01059 | 1085 | storet_no, mcl, dlr, trig | analyte_no, mcl, dlr | THALLIUM | 2 | 1 | 2 | UG/L | 01-01-1994 | 34335 | IOC |  |  |  | 31854 | 44720 | 13147
55 | 56 | 01062 | 1084 | storet_no, mcl, dlr, trig | analyte_no, mcl, dlr | MOLYDBENDUM | 0 | 0 | 0 | UG/L | [6 empty] | 31423 | 44672 | 951
56 | 57 | 01067 | 1036 | storet_no, mcl, dlr, trig | analyte_no, mcl, dlr | NICKEL | 100 | 10 | 100 | UG/L | 01-01-1994 | 34335 | IOC |  |  |  | 31423 | 44720 | 13204
57 | 58 | 01077 | 1050 | storet_no, mcl, dlr, trig | analyte_no, mcl, dlr | SILVER | 100 | 10 | 100 | UG/L | [6 empty] | 27760 | 44720 | 13330
58 | 59 | 01082 | 1051 | storet_no, mcl, dlr, trig | analyte_no, mcl, dlr | STRONTIUM, TOTAL (AS SR) | 0 | 0 | 0 | UG/L | [6 empty] | 43685 | 44720 | 181
59 | 60 | 01087 | 1088 | storet_no, mcl, dlr, trig | analyte_no, mcl, dlr | VANADIUM | 0 | 3 | 50 | UG/L | [6 empty] | 36997 | 44705 | 8522
60 | 61 | 01087 | 1088 | storet_no, mcl, dlr, trig | analyte_no, mcl, dlr | VANADIUM | 0 | 0 | 50 | UG/L | [6 empty] | 31940 | 36993 | 328
61 | 62 | 01092 | 1095 | storet_no, mcl, dlr, trig | analyte_no, mcl, dlr | ZINC | 5000 | 50 | 5000 | UG/L | [6 empty] | 27760 | 44720 | 13451
62 | 63 | 01097 | 1074 | storet_no, mcl, dlr, trig | analyte_no, mcl, dlr | ANTIMONY | 6 | 6 | 6 | UG/L | 01-01-1994 | 34335 | IOC |  |  |  | 31854 | 44722 | 13205
63 | 64 | 01105 | 1002 | storet_no, mcl, dlr, trig | analyte_no, mcl, dlr | ALUMINUM | 1000 | 50 | 200 | UG/L | [6 empty] | 30698 | 44720 | 13530
64 | 65 | 01106 | 0 | storet_no, mcl, dlr, trig | REMOVED (see: CA1010025-012) | ALUMINUM, DISSOLVED | 1000 | 0 | 200 | UG/L | [6 empty] | 32561 | 38684 | 175
65 | 66 | 01132 | 1083 | storet_no, mcl, dlr, trig | analyte_no, mcl, dlr | LITHIUM | 0 | 0 | 0 | UG/L | [6 empty] | 29234 | 44679 | 239
66 | 67 | 01147 | 1045 | storet_no, mcl, dlr, trig | analyte_no, mcl, dlr | SELENIUM | 50 | 5 | 50 | UG/L | 01-01-1992 | 33604 | IOC |  |  |  | 27760 | 44720 | 13426
67 | 68 | 01291 | 1024 | storet_no, mcl, dlr, trig | analyte_no, mcl, dlr | CYANIDE | 150 | 100 | 150 | UG/L | [6 empty] | 37788 | 44720 | 8763
68 | 69 | 01291 | 1024 | storet_no, mcl, dlr, trig | analyte_no, mcl, dlr | CYANIDE | 200 | 100 | 200 | UG/L | [6 empty] | 29560 | 37784 | 4824
69 | 70 | 01501 | 4109 | storet_no, mcl, dlr, trig | DL of analyte_no, mcl, dlr | GROSS ALPHA | 15 | 3 | 5 | PCI/L | [6 empty] | 28972 | 44712 | 12602
70 | 71 | 01502 | 4109 | storet_no, mcl, dlr, trig | CE of analyte_no | GROSS ALPHA COUNTING ERROR | 0 | 0 | 0 | PCI/L | [6 empty] | 28972 | 44712 | 12592
71 | 72 | 03501 | 4100 | storet_no, mcl, dlr, trig | DL of analyte_no, mcl, dlr | GROSS BETA | 50 | 4 | 50 | PCI/L | [6 empty] | 28972 | 44699 | 2390
72 | 73 | 03501 | 4100 | storet_no, mcl, dlr, trig | DL of analyte_no, mcl, dlr | GROSS BETA | 0 | 1 | 0 | PCI/L | [6 empty] | 38894 | 40541 | 715
73 | 74 | 03501 | 4100 | storet_no, mcl, dlr, trig | DL of analyte_no, mcl, dlr | GROSS BETA | 0 | 4 | 0 | PCI/L | [6 empty] | 40546 | 41282 | 367
74 | 75 | 03501 | 4100 | storet_no, mcl, dlr, trig | DL of analyte_no, mcl, dlr | GROSS BETA | 50 | 1 | 50 | PCI/L | [6 empty] | 38889 | 38890 | 6
75 | 76 | 03502 | 4100 | storet_no, mcl, dlr, trig | CE of analyte_no | GROSS BETA COUNTING ERROR | 0 | 0 | 0 | PCI/L | [6 empty] | 28972 | 44699 | 2683
76 | 77 | 04095 | 2570 | storet_no, mcl, dlr, trig | analyte_no, mcl, dlr | FONOFOS | 0 | 0 | 0 | UG/L | [6 empty] | 37320 | 41437 | 70
77 | 78 | 04240 | 2027 | storet_no, mcl, dlr, trig | analyte_no, mcl, dlr | ACETOCHLOR | 0 | 0 | 0 | UG/L | [6 empty] | 36936 | 44679 | 1923
78 | 79 | 07000 | 4102 | storet_no, mcl, dlr, trig | DL of analyte_no, mcl, dlr | TRITIUM | 20000 | 1000 | 20000 | PCI/L | [6 empty] | 36067 | 44690 | 821
79 | 80 | 07000 | 4102 | storet_no, mcl, dlr, trig | DL of analyte_no, mcl, dlr | TRITIUM | 20000 | 1 | 20000 | PCI/L | [6 empty] | 29089 | 36033 | 261
80 | 81 | 07001 | 4102 | storet_no, mcl, dlr, trig | CE of analyte_no | TRITIUM COUNTING ERROR | 0 | 0 | 0 | PCI/L | [6 empty] | 29089 | 44690 | 909
81 | 82 | 09501 | 4020 | storet_no, mcl, dlr, trig | DL of analyte_no, mcl, dlr | RADIUM 226 | 0 | 1 | 0 | PCI/L | [6 empty] | 39344 | 44714 | 4298
82 | 83 | 09501 | 4020 | storet_no, mcl, dlr, trig | DL of analyte_no, mcl, dlr | RADIUM 226 | 3 | 1 | 0 | PCI/L | [6 empty] | 37298 | 39343 | 2635
83 | 84 | 09501 | 4020 | storet_no, mcl, dlr, trig | DL of analyte_no, mcl, dlr | RADIUM 226 | 3 | 1 | 3 | PCI/L | [6 empty] | 31324 | 39343 | 1930
84 | 85 | 09502 | 4020 | storet_no, mcl, dlr, trig | CE of analyte_no | RADIUM 226 COUNTING ERROR | 0 | 0 | 0 | PCI/L | [6 empty] | 31324 | 44714 | 5584
85 | 86 | 11501 | 4030 | storet_no, mcl, dlr, trig | DL of analyte_no, mcl, dlr | RADIUM 228 | 0 | 1 | 0 | PCI/L | [6 empty] | 39353 | 44714 | 7777
86 | 87 | 11501 | 4030 | storet_no, mcl, dlr, trig | DL of analyte_no, mcl, dlr | RADIUM 228 | 2 | 1 | 2 | PCI/L | [6 empty] | 31607 | 39352 | 6793
87 | 88 | 11502 | 4030 | storet_no, mcl, dlr, trig | CE of analyte_no | RADIUM 228 COUNTING ERROR | 0 | 0 | 0 | PCI/L | [6 empty] | 31607 | 44714 | 10133
88 | 89 | 11503 | 4010 | storet_no, mcl, dlr, trig | DL of analyte_no, mcl, dlr | COMBINED RA 226 + RA 228 | 5 | 0 | 5 | PCI/L | [6 empty] | 36068 | 39352 | 1045
89 | 90 | 11503 | 4010 | storet_no, mcl, dlr, trig | DL of analyte_no, mcl, dlr | COMBINED RA 226 + RA 228 | 5 | 2 | 5 | PCI/L | [6 empty] | 39356 | 44671 | 726
90 | 91 | 11503 | 4010 | storet_no, mcl, dlr, trig | DL of analyte_no, mcl, dlr | COMBINED RA 226 + RA 228 | 5 | 1 | 5 | PCI/L | [6 empty] | 30180 | 36056 | 258
91 | 92 | 11504 | 4010 | storet_no, mcl, dlr, trig | CE of analyte_no | COMBINED RA 226 + RA 228 COUNTING ERROR | 0 | 0 | 0 | PCI/L | [6 empty] | 30180 | 44671 | 1481
92 | 93 | 13501 | 4174 | storet_no, mcl, dlr, trig | DL of analyte_no, mcl, dlr | STRONTIUM-90 | 8 | 2 | 8 | PCI/L | [6 empty] | 29089 | 44706 | 896
93 | 94 | 13502 | 4174 | storet_no, mcl, dlr, trig | CE of analyte_no | STRONTIUM-90 COUNTING ERROR | 0 | 0 | 0 | PCI/L | [6 empty] | 29089 | 44706 | 961
94 | 95 | 28012 | 4006 | storet_no, mcl, dlr, trig | DL of analyte_no, mcl, dlr | URANIUM (PCI/L) | 20 | 1 | 20 | PCI/L | [6 empty] | 30180 | 44725 | 6777
95 | 96 | 28012 | 4006 | storet_no, mcl, dlr, trig | DL of analyte_no, mcl, dlr | URANIUM (PCI/L) | 20 | 2 | 20 | PCI/L | [6 empty] | 36062 | 40367 | 4817
96 | 97 | 32101 | 2943 | storet_no, mcl, dlr, trig | analyte_no, mcl, dlr | BROMODICHLOROMETHANE (THM) | 0 | 1 | 0 | UG/L |  |  |  | Need reg, waterboards marks as EPA 524.2 |  |  | 38889 | 44728 | 10783
97 | 98 | 32101 | 2943 | storet_no, mcl, dlr, trig | analyte_no, mcl, dlr | BROMODICHLOROMETHANE (THM) | 100 | 0.5 | 0.5 | UG/L |  |  |  | Need reg, waterboards marks as EPA 524.2 |  |  | 27309 | 38888 | 9394
98 | 99 | 32101 | 2943 | storet_no, mcl, dlr, trig | analyte_no, mcl, dlr | BROMODICHLOROMETHANE (THM) | 80 | 1 | 80 | UG/L |  |  |  | Need reg, waterboards marks as EPA 524.2 |  |  | 38896 | 41338 | 9605
99 | 100 | 32101 | 2943 | storet_no, mcl, dlr, trig | analyte_no, mcl, dlr | BROMODICHLOROMETHANE (THM) | 80 | 0.5 | 80 | UG/L |  |  |  | Need reg, waterboards marks as EPA 524.2 |  |  | 40787 | 40800 | 450
100 | 101 | 32102 | 2982 | storet_no, mcl, dlr, trig | analyte_no, mcl, dlr | CARBON TETRACHLORIDE | 0.5 | 0.5 | 0.5 | UG/L | 01-01-1989 | 32509 | VOC |  | EPA 524.2 | tol | 27309 | 44728 | 13240
101 | 102 | 32104 | 2942 | storet_no, mcl, dlr, trig | analyte_no, mcl, dlr | BROMOFORM (THM) | 0 | 1 | 0 | UG/L |  |  |  | Need reg, waterboards marks as EPA 524.2 |  |  | 38889 | 44728 | 10782
102 | 103 | 32104 | 2942 | storet_no, mcl, dlr, trig | analyte_no, mcl, dlr | BROMOFORM (THM) | 100 | 0.5 | 0.5 | UG/L |  |  |  | Need reg, waterboards marks as EPA 524.2 |  |  | 27309 | 38888 | 9392
103 | 104 | 32104 | 2942 | storet_no, mcl, dlr, trig | analyte_no, mcl, dlr | BROMOFORM (THM) | 80 | 1 | 80 | UG/L |  |  |  | Need reg, waterboards marks as EPA 524.2 |  |  | 38896 | 41338 | 9611
104 | 105 | 32104 | 2942 | storet_no, mcl, dlr, trig | analyte_no, mcl, dlr | BROMOFORM (THM) | 80 | 0.5 | 80 | UG/L |  |  |  | Need reg, waterboards marks as EPA 524.2 |  |  | 40787 | 40800 | 451
105 | 106 | 32105 | 2944 | storet_no, mcl, dlr, trig | analyte_no, mcl, dlr | DIBROMOCHLOROMETHANE (THM) | 0 | 1 | 0 | UG/L |  |  |  | Need reg, waterboards marks as EPA 524.2 |  |  | 38889 | 44728 | 10785
106 | 107 | 32105 | 2944 | storet_no, mcl, dlr, trig | analyte_no, mcl, dlr | DIBROMOCHLOROMETHANE (THM) | 100 | 0.5 | 0.5 | UG/L |  |  |  | Need reg, waterboards marks as EPA 524.2 |  |  | 27309 | 38888 | 9395
107 | 108 | 32105 | 2944 | storet_no, mcl, dlr, trig | analyte_no, mcl, dlr | DIBROMOCHLOROMETHANE (THM) | 80 | 1 | 80 | UG/L |  |  |  | Need reg, waterboards marks as EPA 524.2 |  |  | 38896 | 41338 | 9616
108 | 109 | 32105 | 2944 | storet_no, mcl, dlr, trig | analyte_no, mcl, dlr | DIBROMOCHLOROMETHANE (THM) | 80 | 0.5 | 80 | UG/L |  |  |  | Need reg, waterboards marks as EPA 524.2 |  |  | 40787 | 40800 | 450
109 | 110 | 32106 | 2941 | storet_no, mcl, dlr, trig | analyte_no, mcl, dlr | CHLOROFORM (THM) | 0 | 1 | 0 | UG/L |  |  |  | Need reg, waterboards marks as EPA 524.2 |  |  | 38889 | 44728 | 10785
110 | 111 | 32106 | 2941 | storet_no, mcl, dlr, trig | analyte_no, mcl, dlr | CHLOROFORM (THM) | 100 | 0.5 | 0.5 | UG/L |  |  |  | Need reg, waterboards marks as EPA 524.2 |  |  | 27309 | 38888 | 9400
111 | 112 | 32106 | 2941 | storet_no, mcl, dlr, trig | analyte_no, mcl, dlr | CHLOROFORM (THM) | 80 | 1 | 80 | UG/L |  |  |  | Need reg, waterboards marks as EPA 524.2 |  |  | 38896 | 41338 | 9611
112 | 113 | 32106 | 2941 | storet_no, mcl, dlr, trig | analyte_no, mcl, dlr | CHLOROFORM (THM) | 80 | 0.5 | 80 | UG/L |  |  |  | Need reg, waterboards marks as EPA 524.2 |  |  | 40787 | 40800 | 450
113 | 114 | 34010 | 2991 | storet_no, mcl, dlr, trig | analyte_no, mcl, dlr | TOLUENE | 150 | 0.5 | 0.5 | UG/L | 01-01-1992 | 33604 | VOC |  | EPA 524.2 | tol | 27309 | 44728 | 13225
114 | 115 | 34030 | 2990 | storet_no, mcl, dlr, trig | analyte_no, mcl, dlr | BENZENE | 1 | 0.5 | 0.5 | UG/L | 01-01-1989 | 32509 | VOC |  | EPA 524.2 | tol | 27309 | 44728 | 13231
115 | 116 | 34200 | 2260 | storet_no, mcl, dlr, trig | analyte_no, mcl, dlr | ACENAPHTHYLENE | 0 | 5 | 0 | UG/L |  |  |  | Need reg, bsk marks as EPA 625.1 |  |  | 30873 | 44692 | 1771
116 | 117 | 34205 | 2261 | storet_no, mcl, dlr, trig | analyte_no, mcl, dlr | ACENAPHTHENE | 0 | 5 | 0 | UG/L |  |  |  | Need reg, bsk marks as EPA 625.1 |  |  | 30873 | 44392 | 1094
117 | 118 | 34210 | 2238 | storet_no, mcl, dlr, trig | analyte_no, mcl, dlr | ACROLEIN | 0 | 0 | 0 | UG/L | [6 empty] | 30020 | 44663 | 139
118 | 119 | 34216 | 2240 | storet_no, mcl, dlr, trig | analyte_no, mcl, dlr | ACRYLONITRILE | 0 | 0 | 0 | UG/L | [6 empty] | 30916 | 44705 | 474
119 | 120 | 34220 | 2280 | storet_no, mcl, dlr, trig | analyte_no, mcl, dlr | ANTHRACENE | 0 | 5 | 0 | UG/L |  |  |  | Need reg, bsk marks as EPA 625.1 |  |  | 30873 | 44691 | 1625
120 | 121 | 34230 | 2302 | storet_no, mcl, dlr, trig | analyte_no, mcl, dlr | BENZO (B) FLUORANTHENE | 0 | 10 | 0 | UG/L |  |  |  | Need reg, waterboards marks as EPA 625.1 |  |  | 30873 | 44692 | 1751
121 | 122 | 34242 | 2304 | storet_no, mcl, dlr, trig | analyte_no, mcl, dlr | BENZO (K) FLUORANTHENE | 0 | 10 | 0 | UG/L |  |  |  | Need reg, waterboards marks as EPA 625.1 |  |  | 30873 | 44692 | 1750
122 | 123 | 34247 | 2306 | storet_no, mcl, dlr, trig | analyte_no, mcl, dlr | BENZO (A) PYRENE | 0.2 | 0.1 | 0.1 | UG/L | 01-01-1994 | 34335 | SOC |  | EPA 625.1 | tol | 30873 | 44726 | 7872
123 | 124 | 34259 | 2354 | storet_no, mcl, dlr, trig | analyte_no, mcl, dlr | DELTA-BHC | 0 | 0.05 | 0 | UG/L |  |  |  | Need reg, waterboards marks as EPA 608.3 |  |  | 30873 | 44692 | 1821
124 | 125 | 34273 | 2222 | storet_no, mcl, dlr, trig | analyte_no, mcl, dlr | BIS (2-CHLOROETHYL) ETHER | 0 | 5 | 0 | UG/L |  |  |  | Need reg, waterboards marks as EPA 625.1 |  |  | 30845 | 38072 | 3408
125 | 126 | 34273 | 2222 | storet_no, mcl, dlr, trig | analyte_no, mcl, dlr | BIS (2-CHLOROETHYL) ETHER | 0 | 0 | 0 | UG/L |  |  |  | Need reg, waterboards marks as EPA 625.1 |  |  | 38075 | 44718 | 1705
126 | 127 | 34278 | 2250 | storet_no, mcl, dlr, trig | analyte_no, mcl, dlr | BIS (2-CHLOROETHOXY) METHANE | 0 | 5 | 0 | UG/L |  |  |  | Need reg, waterboards marks as EPA 625.1 |  |  | 30873 | 44698 | 550
127 | 128 | 34283 | 2244 | storet_no, mcl, dlr, trig | analyte_no, mcl, dlr | BIS (2-CHLOROISOPROPYL) ETHER | 0 | 5 | 0 | UG/L |  |  |  | Need reg, waterboards marks as EPA 625.1 |  |  | 30873 | 44698 | 577
128 | 129 | 34292 | 2294 | storet_no, mcl, dlr, trig | analyte_no, mcl, dlr | BENZYL BUTYL PHTHALATE | 0 | 10 | 0 | UG/L |  |  |  | Need reg, waterboards marks as EPA 625.1 |  |  | 30873 | 44692 | 1734
129 | 130 | 34301 | 2989 | storet_no, mcl, dlr, trig | analyte_no, mcl, dlr | MONOCHLOROBENZENE | 70 | 0.5 | 0.5 | UG/L | 01-01-1992 | 33604 | VOC |  | EPA 524.2 | tol | 27309 | 44728 | 13217
130 | 131 | 34307 | 0 | storet_no, mcl, dlr, trig | REMOVED (see: CA2710017-028) | CHLORODIBROMOMETHANE | 100 | 0.5 | 100 | UG/L | [6 empty] | 38525 | 40262 | 6
131 | 132 | 34311 | 2216 | storet_no, mcl, dlr, trig | analyte_no, mcl, dlr | CHLOROETHANE | 0 | 0.5 | 0.5 | UG/L |  |  |  | Need reg, waterboards marks as EPA 524.2 |  |  | 27309 | 44728 | 12386
132 | 133 | 34320 | 2296 | storet_no, mcl, dlr, trig | analyte_no, mcl, dlr | CHRYSENE | 0 | 5 | 0 | UG/L |  |  |  | Need reg, waterboards marks as EPA 625.1 |  |  | 30873 | 44691 | 1726
133 | 134 | 34328 | 0 | storet_no, mcl, dlr, trig | REMOVED (see: CA2710017-028) | DICHLORBROMOMETHANE | 100 | 0.5 | 100 | UG/L | [6 empty] | 38525 | 40262 | 6
134 | 135 | 34336 | 2284 | storet_no, mcl, dlr, trig | analyte_no, mcl, dlr | DIETHYL PHTHALATE | 0 | 5 | 0 | UG/L | [6 empty] | 30873 | 44692 | 1483
135 | 136 | 34341 | 2282 | storet_no, mcl, dlr, trig | analyte_no, mcl, dlr | DIMETHYL PHTHALATE | 0 | 5 | 0 | UG/L | [6 empty] | 30873 | 44692 | 1712
136 | 137 | 34346 | 2268 | storet_no, mcl, dlr, trig | analyte_no, mcl, dlr | 1,2-DIPHENYLHYDRAZINE | 0 | 0 | 0 | UG/L | [6 empty] | 37320 | 44698 | 116
137 | 138 | 34351 | 2074 | storet_no, mcl, dlr, trig | analyte_no, mcl, dlr | ENDOSULFAN SULFATE | 0 | 0.05 | 0 | UG/L |  |  |  | Need reg, waterboards marks as EPA 608.3 |  |  | 30873 | 44692 | 1695
138 | 139 | 34356 | 2072 | storet_no, mcl, dlr, trig | analyte_no, mcl, dlr | ENDOSULFAN II | 0 | 0.01 | 0 | UG/L |  |  |  | Need reg, waterboards marks as EPA 608.3 |  |  | 30873 | 44692 | 1767
139 | 140 | 34361 | 2068 | storet_no, mcl, dlr, trig | analyte_no, mcl, dlr | ENDOSULFAN I | 0 | 0.01 | 0 | UG/L |  |  |  | Need reg, waterboards marks as EPA 608.3 |  |  | 30873 | 44692 | 1857
140 | 141 | 34366 | 2372 | storet_no, mcl, dlr, trig | analyte_no, mcl, dlr | ENDRIN ALDEHYDE | 0 | 0.05 | 0 | UG/L |  |  |  | Need reg, waterboards marks as EPA 608.3 |  |  | 30873 | 44692 | 1637
141 | 142 | 34371 | 2992 | storet_no, dlr, trig | analyte_no, dlr | ETHYL BENZENE | 300 | 0.5 | 0.5 | UG/L | 01-01-1992 | 33604 | VOC |  | EPA 524.2 | tol |  |  | 0
142 | 143 | 34371 | 2992 | storet_no, dlr, trig | analyte_no, dlr | ETHYL BENZENE | 300 | 0.5 | 0.5 | UG/L | [6 empty] | 27309 | 44728 | 13224
143 | 144 | 34376 | 2286 | storet_no, mcl, dlr, trig | analyte_no, mcl, dlr | FLUORANTHENE | 0 | 5 | 0 | UG/L |  |  |  | Need reg, waterboards marks as EPA 625.1 |  |  | 30873 | 44692 | 1270
144 | 145 | 34381 | 2264 | storet_no, mcl, dlr, trig | analyte_no, mcl, dlr | FLUORENE | 0 | 5 | 0 | UG/L |  |  |  | Need reg, waterboards marks as EPA 625.1 |  |  | 30873 | 44691 | 1733
145 | 146 | 34386 | 2042 | storet_no, mcl, dlr, trig | analyte_no, mcl, dlr | HEXACHLOROCYCLOPENTADIENE | 50 | 1 | 1 | UG/L | 01-01-1994 | 34335 | SOC |  | EPA 625.1 | tol | 30873 | 44726 | 8066
146 | 147 | 34391 | 2246 | storet_no, mcl, dlr, trig | analyte_no, mcl, dlr | HEXACHLOROBUTADIENE | 0 | 0.5 | 0.5 | UG/L |  |  |  | Need reg, waterboards marks as EPA 524.2 & EPA 625.1 |  |  | 27309 | 44728 | 12035
147 | 148 | 34396 | 2225 | storet_no, mcl, dlr, trig | analyte_no, mcl, dlr | HEXACHLOROETHANE | 0 | 5 | 0 | UG/L |  |  |  | Need reg, waterboards marks as EPA 625.1 |  |  | 30873 | 44656 | 1283
148 | 149 | 34403 | 2308 | storet_no, mcl, dlr, trig | analyte_no, mcl, dlr | INDENO (1,2,3-CD) PYRENE | 0 | 10 | 0 | UG/L |  |  |  | Need reg, waterboards marks as EPA 625.1 |  |  | 30873 | 44692 | 1764
149 | 150 | 34408 | 2262 | storet_no, mcl, dlr, trig | analyte_no, mcl, dlr | ISOPHORONE | 0 | 10 | 0 | UG/L |  |  |  | Need reg, waterboards marks as EPA 625.1 |  |  | 30873 | 44692 | 1007
150 | 151 | 34413 | 2214 | storet_no, mcl, dlr, trig | analyte_no, mcl, dlr | BROMOMETHANE | 0 | 0.5 | 0.5 | UG/L |  |  |  | Need reg, waterboards marks as EPA 524.2 |  |  | 27309 | 44728 | 12196
151 | 152 | 34418 | 2210 | storet_no, mcl, dlr, trig | analyte_no, mcl, dlr | CHLOROMETHANE | 0 | 0.5 | 0.5 | UG/L |  |  |  | Need reg, waterboards marks as EPA 524.2 |  |  | 27309 | 44728 | 12388
152 | 153 | 34423 | 2964 | storet_no, mcl, dlr, trig | analyte_no, mcl, dlr | DICHLOROMETHANE | 5 | 0.5 | 0.5 | UG/L | 01-01-1994 | 34335 | VOC |  | EPA 524.2 | tol | 27309 | 44728 | 13216
153 | 154 | 34428 | 2316 | storet_no, mcl, dlr, trig | analyte_no, mcl, dlr | N-NITROSODI-N-PROPYLAMINE (NDPA) | 0 | 5 | 0 | UG/L |  |  |  | Need reg, waterboards marks as EPA 625.1 |  |  | 30873 | 38447 | 507
154 | 155 | 34428 | 2316 | storet_no, mcl, dlr, trig | analyte_no, mcl, dlr | N-NITROSODI-N-PROPYLAMINE (NDPA) | 0 | 0 | 0 | UG/L |  |  |  | Need reg, waterboards marks as EPA 625.1 |  |  | 38475 | 44720 | 441
155 | 156 | 34433 | 2229 | storet_no, mcl, dlr, trig | analyte_no, mcl, dlr | N-NITROSODIPHENYLAMINE | 0 | 5 | 0 | UG/L |  |  |  | Need reg, waterboards marks as EPA 625.1 |  |  | 30873 | 38447 | 512
156 | 157 | 34433 | 2229 | storet_no, mcl, dlr, trig | analyte_no, mcl, dlr | N-NITROSODIPHENYLAMINE | 0 | 0 | 0 | UG/L |  |  |  | Need reg, waterboards marks as EPA 625.1 |  |  | 38475 | 44698 | 73
157 | 158 | 34438 | 2314 | storet_no, mcl, dlr, trig | analyte_no, mcl, dlr | N-NITROSODIMETHYLAMINE (NDMA) | 0 | 5 | 0.02 | UG/L |  |  |  | Need reg, waterboards marks as EPA 625.1 |  |  | 30873 | 37097 | 544
158 | 159 | 34438 | 2314 | storet_no, mcl, dlr, trig | analyte_no, mcl, dlr | N-NITROSODIMETHYLAMINE (NDMA) | 0 | 0 | 0 | UG/L |  |  |  | Need reg, waterboards marks as EPA 625.1 |  |  | 39380 | 44720 | 619
159 | 160 | 34438 | 2314 | storet_no, mcl, dlr, trig | analyte_no, mcl, dlr | N-NITROSODIMETHYLAMINE (NDMA) | 0 | 0.002 | 0 | UG/L |  |  |  | Need reg, waterboards marks as EPA 625.1 |  |  | 37659 | 39378 | 233
160 | 161 | 34438 | 2314 | storet_no, mcl, dlr, trig | analyte_no, mcl, dlr | N-NITROSODIMETHYLAMINE (NDMA) | 0 | 0.001 | 0 | UG/L |  |  |  | Need reg, waterboards marks as EPA 625.1 |  |  | 37102 | 37657 | 88
161 | 162 | 34447 | 2254 | storet_no, mcl, dlr, trig | analyte_no, mcl, dlr | NITROBENZENE | 0 | 5 | 0 | UG/L |  |  |  | Need reg, waterboards marks as EPA 625.1 |  |  | 30873 | 38000 | 1998
162 | 163 | 34447 | 2254 | storet_no, mcl, dlr, trig | analyte_no, mcl, dlr | NITROBENZENE | 0 | 0 | 0 | UG/L |  |  |  | Need reg, waterboards marks as EPA 625.1 |  |  | 38076 | 44656 | 1099
163 | 164 | 34447 | 2254 | storet_no, mcl, dlr, trig | analyte_no, mcl, dlr | NITROBENZENE | 0 | 0.5 | 0 | UG/L |  |  |  | Need reg, waterboards marks as EPA 625.1 |  |  | 38001 | 38071 | 282
164 | 165 | 34452 | 2330 | storet_no, mcl, dlr, trig | analyte_no, mcl, dlr | 4-CHLORO-3-METHYLPHENOL | 0 | 5 | 0 | UG/L |  |  |  | Need reg, waterboards marks as EPA 625.1 |  |  | 30873 | 44698 | 607
165 | 166 | 34453 | 0 | storet_no, mcl, dlr, trig | REMOVED (see: CA4210004-032) | PARACHLOROMETA CRESOL | 0 | 0 | 0 | UG/L | [6 empty] | 38720 | 39980 | 37
166 | 167 | 34461 | 2278 | storet_no, mcl, dlr, trig | analyte_no, mcl, dlr | PHENANTHRENE | 0 | 5 | 0 | UG/L |  |  |  | Need reg, waterboards marks as EPA 625.1 |  |  | 30873 | 44691 | 1734
167 | 168 | 34469 | 2288 | storet_no, mcl, dlr, trig | analyte_no, mcl, dlr | PYRENE | 0 | 5 | 0 | UG/L |  |  |  | Need reg, waterboards marks as EPA 625.1 |  |  | 30873 | 44691 | 1731
168 | 169 | 34475 | 2987 | storet_no, mcl, dlr, trig | analyte_no, mcl, dlr | TETRACHLOROETHYLENE | 5 | 0.5 | 0.5 | UG/L | 01-01-1992 | 33604 | VOC |  | EPA 524.2 | tol | 27309 | 44732 | 13268
169 | 170 | 34488 | 2218 | storet_no, mcl, dlr, trig | analyte_no, mcl, dlr | TRICHLOROFLUOROMETHANE FREON 11 | 150 | 5 | 5 | UG/L |  |  |  | Need reg, waterboards marks as EPA 524.2 |  |  | 27309 | 44728 | 13217
170 | 171 | 34496 | 2978 | storet_no, mcl, dlr, trig | analyte_no, mcl, dlr | 1,1-DICHLOROETHANE | 5 | 0.5 | 0.5 | UG/L |  |  |  | Need reg, waterboards marks as EPA 524.2 |  |  | 27309 | 44728 | 13222
171 | 172 | 34501 | 2977 | storet_no, mcl, dlr, trig | analyte_no, mcl, dlr | 1,1-DICHLOROETHYLENE | 6 | 0.5 | 0.5 | UG/L | 01-01-1989 | 32509 | VOC |  | EPA 524.2 | tol | 27309 | 44728 | 13227
172 | 173 | 34506 | 2981 | storet_no, mcl, dlr, trig | analyte_no, mcl, dlr | 1,1,1-TRICHLOROETHANE | 200 | 0.5 | 0.5 | UG/L | 01-01-1989 | 32509 | VOC |  | EPA 524.2 | tol | 27309 | 44728 | 13224
173 | 174 | 34511 | 2985 | storet_no, mcl, dlr, trig | analyte_no, mcl, dlr | 1,1,2-TRICHLOROETHANE | 5 | 0.5 | 0.5 | UG/L | 01-01-1994 | 34335 | VOC |  | EPA 524.2 | tol | 27309 | 44728 | 13215
174 | 175 | 34516 | 2988 | storet_no, mcl, dlr, trig | analyte_no, mcl, dlr | 1,1,2,2-TETRACHLOROETHANE | 1 | 0.5 | 0.5 | UG/L |  |  |  | Need reg, waterboards marks as EPA 524.2 |  |  | 27309 | 44728 | 13215
175 | 176 | 34521 | 2312 | storet_no, mcl, dlr, trig | analyte_no, mcl, dlr | BENZO (GHI) PERYLENE | 0 | 10 | 0 | UG/L |  |  |  | Need reg, waterboards marks as EPA 625.1 |  |  | 30873 | 44692 | 1762
176 | 177 | 34526 | 2300 | storet_no, mcl, dlr, trig | analyte_no, mcl, dlr | BENZO (A) ANTHRACENE | 0 | 10 | 0 | UG/L |  |  |  | Need reg, waterboards marks as EPA 625.1 |  |  | 30873 | 44692 | 1772
177 | 178 | 34531 | 2980 | storet_no, mcl, dlr, trig | analyte_no, mcl, dlr | 1,2-DICHLOROETHANE | 0.5 | 0.5 | 0.5 | UG/L | 01-01-1989 | 32509 | VOC |  | EPA 524.2 | tol | 27309 | 44728 | 13232
178 | 179 | 34536 | 2968 | storet_no, mcl, dlr, trig | analyte_no, mcl, dlr | 1,2-DICHLOROBENZENE | 600 | 0.5 | 0.5 | UG/L | 01-01-1992 | 33604 | VOC | May be also covered by EPA 625? | EPA 524.2 | tol | 27309 | 44728 | 13221
179 | 180 | 34541 | 2983 | storet_no, mcl, dlr, trig | analyte_no, mcl, dlr | 1,2-DICHLOROPROPANE | 5 | 0.5 | 0.5 | UG/L | 01-01-1992 | 33604 | VOC |  | EPA 524.2 | tol | 27309 | 44728 | 13100
180 | 181 | 34546 | 2979 | storet_no, mcl, dlr, trig | analyte_no, mcl, dlr | TRANS-1,2-DICHLOROETHYLENE | 10 | 0.5 | 0.5 | UG/L | 01-01-1992 | 33604 | VOC |  | EPA 524.2 | tol | 27309 | 44728 | 13217
181 | 182 | 34551 | 2378 | storet_no, dlr, trig | analyte_no, dlr | 1,2,4-TRICHLOROBENZENE | 5 | 0.5 | 0.5 | UG/L | 01-01-1994 | 34335 | VOC | May be covered by EPA 625? | EPA 524.2 | tol |  |  | 0
182 | 183 | 34551 | 2378 | storet_no, dlr, trig | analyte_no, dlr | 1,2,4-TRICHLOROBENZENE | 5 | 0.5 | 0.5 | UG/L |  |  |  | May be covered by EPA 625? |  |  | 27309 | 44728 | 12932
183 | 184 | 34556 | 2310 | storet_no, mcl, dlr, trig | analyte_no, mcl, dlr | DIBENZO (A,H) ANTHRACENE | 0 | 5 | 0 | UG/L | [6 empty] | 30873 | 44691 | 1685
184 | 185 | 34561 | 2413 | storet_no, mcl, dlr, trig | analyte_no, mcl, dlr | 1,3-DICHLOROPROPENE (TOTAL) | 0.5 | 0.5 | 0.5 | UG/L |  |  |  | Need reg, waterboards marks as EPA 524.2 |  |  | 27309 | 44728 | 12901
185 | 186 | 34566 | 2967 | storet_no, mcl, dlr, trig | analyte_no, mcl, dlr | 1,3-DICHLOROBENZENE | 0 | 0.5 | 600 | UG/L |  |  |  | Need reg, waterboards marks as EPA 524.2 & 625 |  |  | 27309 | 44728 | 12454
186 | 187 | 34571 | 2969 | storet_no, mcl, dlr, trig | analyte_no, mcl, dlr | 1,4-DICHLOROBENZENE | 5 | 0.5 | 0.5 | UG/L | 01-01-1992 | 33604 | VOC | May also be under EPA 625? | EPA 524.2 | tol | 27309 | 44728 | 13221
187 | 188 | 34576 | 2234 | storet_no, mcl, dlr, trig | analyte_no, mcl, dlr | 2-CHLOROETHYLVINYL ETHER | 0 | 1 | 0 | UG/L |  |  |  | Need reg, waterboards marks as EPA 524.2 |  |  | 30020 | 38072 | 6501
188 | 189 | 34576 | 2234 | storet_no, mcl, dlr, trig | analyte_no, mcl, dlr | 2-CHLOROETHYLVINYL ETHER | 0 | 0 | 0 | UG/L |  |  |  | Need reg, waterboards marks as EPA 524.2 |  |  | 38075 | 44712 | 3886
189 | 190 | 34581 | 2258 | storet_no, mcl, dlr, trig | analyte_no, mcl, dlr | 2-CHLORONAPHTHALENE | 0 | 5 | 0 | UG/L |  |  |  | Need reg, waterboards marks as EPA 625.1 |  |  | 30873 | 44698 | 571
190 | 191 | 34586 | 2344 | storet_no, mcl, dlr, trig | analyte_no, mcl, dlr | 2-CHLOROPHENOL | 0 | 5 | 0 | UG/L |  |  |  | Need reg, waterboards marks as EPA 625.1 |  |  | 30873 | 44698 | 586
191 | 192 | 34591 | 2340 | storet_no, mcl, dlr, trig | analyte_no, mcl, dlr | 2-NITROPHENOL | 0 | 5 | 0 | UG/L |  |  |  | Need reg, waterboards marks as EPA 625.1 |  |  | 30873 | 44698 | 593
192 | 193 | 34596 | 2223 | storet_no, mcl, dlr, trig | analyte_no, mcl, dlr | DI-N-OCTYLPHTHALATE | 0 | 5 | 0 | UG/L | [6 empty] | 30873 | 44692 | 942
193 | 194 | 34601 | 2334 | storet_no, mcl, dlr, trig | analyte_no, mcl, dlr | 2,4-DICHLOROPHENOL | 0 | 5 | 0 | UG/L |  |  |  | Need reg, waterboards marks as EPA 625.1 |  |  | 30873 | 44698 | 632
194 | 195 | 34606 | 2336 | storet_no, mcl, dlr, trig | analyte_no, mcl, dlr | 2,4-DIMETHYLPHENOL | 0 | 5 | 100 | UG/L |  |  |  | Need reg, waterboards marks as EPA 625.1 |  |  | 30873 | 44698 | 592
195 | 196 | 34611 | 2270 | storet_no, mcl, dlr, trig | analyte_no, mcl, dlr | 2,4-DINITROTOLUENE | 0 | 5 | 0 | UG/L |  |  |  | Need reg, waterboards marks as EPA 625.1 |  |  | 30873 | 44691 | 2903
196 | 197 | 34616 | 2328 | storet_no, mcl, dlr, trig | analyte_no, mcl, dlr | 2,4-DINITROPHENOL | 0 | 5 | 0 | UG/L |  |  |  | Need reg, waterboards marks as EPA 625.1 |  |  | 30873 | 44698 | 563
197 | 198 | 34621 | 2332 | storet_no, mcl, dlr, trig | analyte_no, mcl, dlr | 2,4,6-TRICHLOROPHENOL | 0 | 5 | 0 | UG/L |  |  |  | Need reg, waterboards marks as EPA 625.1 |  |  | 30873 | 44627 | 628
198 | 199 | 34626 | 2266 | storet_no, mcl, dlr, trig | analyte_no, mcl, dlr | 2,6-DINITROTOLUENE | 0 | 5 | 0 | UG/L |  |  |  | Need reg, waterboards marks as EPA 625.1 |  |  | 30873 | 44679 | 2529
199 | 200 | 34631 | 2320 | storet_no, mcl, dlr, trig | analyte_no, mcl, dlr | 3,3-DICHLOROBENZIDINE | 0 | 20 | 0 | UG/L |  |  |  | Need reg, waterboards marks as EPA 625.1 |  |  | 30873 | 44698 | 565
200 | 201 | 34636 | 2276 | storet_no, mcl, dlr, trig | analyte_no, mcl, dlr | 4-BROMOPHENYL PHENYL ETHER | 0 | 5 | 0 | UG/L |  |  |  | Need reg, waterboards marks as EPA 625.1 |  |  | 30873 | 44698 | 576
201 | 202 | 34641 | 2318 | storet_no, mcl, dlr, trig | analyte_no, mcl, dlr | 4-CHLOROPHENYL PHENYL ETHER | 0 | 5 | 0 | UG/L |  |  |  | Need reg, waterboards marks as EPA 625.1 |  |  | 30873 | 44698 | 561
202 | 203 | 34646 | 2342 | storet_no, mcl, dlr, trig | analyte_no, mcl, dlr | 4-NITROPHENOL | 0 | 5 | 0 | UG/L |  |  |  | Need reg, waterboards marks as EPA 625.1 |  |  | 30873 | 44385 | 1007
203 | 204 | 34657 | 2227 | storet_no, mcl, dlr, trig | analyte_no, mcl, dlr | 2-METHYL-4,6-DINITROPHENOL | 0 | 5 | 0 | UG/L |  |  |  | Need reg, waterboards marks as EPA 625.1 |  |  | 30873 | 44698 | 561
204 | 205 | 34668 | 2212 | storet_no, mcl, dlr, trig | analyte_no, mcl, dlr | DICHLORODIFLUOROMETHANE (FREON 12) | 0 | 0.5 | 1000 | UG/L |  |  |  | Need reg, waterboards marks as EPA 524.2 |  |  | 36994 | 44732 | 11898
205 | 206 | 34668 | 2212 | storet_no, mcl, dlr, trig | analyte_no, mcl, dlr | DICHLORODIFLUOROMETHANE (FREON 12) | 0 | 1 | 1 | UG/L |  |  |  | Need reg, waterboards marks as EPA 524.2 |  |  | 27309 | 36993 | 7163
206 | 207 | 34671 | 2388 | storet_no, mcl, dlr, trig | analyte_no, mcl, dlr | PCB-1016 (AS DECACHLOROBIPHENYL (DCB)) | 0 | 0.5 | 0.5 | UG/L |  |  |  | Need reg, waterboards marks as EPA 608.3 |  |  | 30873 | 44713 | 4535
207 | 208 | 34676 | 2063 | storet_no, mcl, dlr, trig | analyte_no, mcl, dlr | 2,3,7,8-TCDD (DIOXIN) | 30 | 5 | 5 | PG/L | 01-01-1994 | 34335 | SOC | Not listed on waterboards, bsk, or eurofins |  | tol | 38881 | 44715 | 3890
208 | 209 | 34676 | 2063 | storet_no, mcl, dlr, trig | analyte_no, mcl, dlr | 2,3,7,8-TCDD (DIOXIN) | 0 | 0 | 0 | UG/L | [6 empty] | 34008 | 38874 | 1959
209 | 210 | 34694 | 2910 | storet_no, mcl, dlr, trig | analyte_no, mcl, dlr | PHENOL | 0 | 5 | 4200 | UG/L |  |  |  | Need reg, waterboards marks as EPA 625.1 |  |  | 30873 | 44698 | 591
210 | 211 | 34696 | 2248 | storet_no, mcl, dlr, trig | analyte_no, mcl | NAPHTHALENE | 0 | 0.5 | 17 | UG/L |  |  |  | Need reg, waterboards marks as EPA 524.2 & EPA 625.1 |  |  | 27309 | 44728 | 11678
211 | 212 | 34699 | 2224 | storet_no, mcl, dlr, trig | analyte_no, mcl, dlr | TRANS-1,3-DICHLOROPROPENE | 0.5 | 0.5 | 0 | UG/L | [6 empty] | 41339 | 44418 | 8536
212 | 213 | 34699 | 2224 | storet_no, mcl, dlr, trig | analyte_no, mcl, dlr | TRANS-1,3-DICHLOROPROPENE | 0.5 | 0.5 | 0.5 | UG/L | [6 empty] | 27309 | 44728 | 10005
213 | 214 | 34704 | 2228 | storet_no, mcl, dlr, trig | analyte_no, mcl, dlr | CIS-1,3-DICHLOROPROPENE | 0.5 | 0.5 | 0.5 | UG/L | [6 empty] | 27309 | 44728 | 10690
214 | 215 | 38260 | 2905 | storet_no, mcl, dlr, trig | analyte_no, mcl, dlr | FOAMING AGENTS (MBAS) | 500 | 0 | 500 | UG/L | [8 empty] | 0
215 | 216 | 38260 | 2905 | storet_no, mcl, dlr, trig | analyte_no, mcl, dlr | FOAMING AGENTS (MBAS) | 0.5 | 0 | 0.5 | MG/L | [6 empty] | 28544 | 44726 | 13211
216 | 217 | 38404 | C104 | storet_no, mcl, dlr, trig | analyte_no, mcl, dlr | AMINOCARB | 0 | 0 | 0 | UG/L | [6 empty] | 31524 | 44020 | 97
217 | 218 | 38418 | C105 | storet_no, mcl, dlr, trig | analyte_no, mcl, dlr | BARBAN | 0 | 0 | 0 | UG/L | [6 empty] | 31524 | 43815 | 159
218 | 219 | 38423 | 7265 | storet_no, mcl, dlr, trig | analyte_no, mcl, dlr | CHLORONEB | 0 | 0 | 0 | UG/L | [6 empty] | 31001 | 44508 | 271
219 | 220 | 38429 | 0 | storet_no, mcl, dlr, trig | REMOVED (see: CA2110002-003) | CHLOROPROPYLATE | 0 | 0 | 0 | UG/L | [6 empty] | 36031 | 39673 | 14
220 | 221 | 38432 | 2031 | storet_no, mcl, dlr, trig | analyte_no, mcl, dlr | DALAPON | 200 | 10 | 10 | UG/L | 01-01-1994 | 34335 | SOC | Only referenced on bsk | EPA 514.4 | tol | 31106 | 44726 | 8446
221 | 222 | 38447 | 2933 | storet_no, mcl, dlr, trig | analyte_no, mcl, dlr | DICHLORAN | 0 | 0 | 0 | UG/L | [6 empty] | 31148 | 42899 | 19
222 | 223 | 38454 | 0 | storet_no, mcl, dlr, trig | REMOVED (see: CA2110002-003) | DICROTOPHOS | 0 | 0 | 0 | UG/L | [6 empty] | 31001 | 39673 | 19
223 | 224 | 38458 | 2221 | storet_no, mcl, dlr, trig | analyte_no, mcl, dlr | DIMETHOATE | 0 | 10 | 1 | UG/L | [6 empty] | 30782 | 38072 | 5010
224 | 225 | 38458 | 2221 | storet_no, mcl, dlr, trig | analyte_no, mcl, dlr | DIMETHOATE | 0 | 0 | 0 | UG/L | [6 empty] | 38075 | 44726 | 6758
225 | 226 | 38468 | C108 | storet_no, mcl, dlr, trig | analyte_no, mcl, dlr | FENURON | 0 | 0 | 0 | UG/L | [6 empty] | 31594 | 44070 | 159
226 | 227 | 38473 | 0 | storet_no, mcl, dlr, trig | REMOVED (see: CA2810003-005) | FENURON-TCA | 0 | 0 | 0 | UG/L | [6 empty] | 36452 | 39645 | 76
227 | 228 | 38478 | 2283 | storet_no, mcl, dlr, trig | analyte_no, mcl, dlr | LINURON | 0 | 0 | 0 | UG/L | [6 empty] | 31524 | 44070 | 263
228 | 229 | 38486 | 0 | storet_no, mcl, dlr, trig | REMOVED (see: CA4810701-009) | MCPB | 0 | 0 | 0 | UG/L | [6 empty] | 30873 | 36031 | 6
229 | 230 | 38492 | 2112 | storet_no, mcl, dlr, trig | analyte_no, mcl, dlr | MCPP | 0 | 0 | 0 | UG/L | [6 empty] | 31995 | 44379 | 133
230 | 231 | 38500 | 2024 | storet_no, mcl, dlr, trig | analyte_no, mcl, dlr | METHIOCARB | 0 | 0 | 0 | UG/L | [6 empty] | 31524 | 44692 | 3498
231 | 232 | 38507 | 0 | storet_no, mcl, dlr, trig | REMOVED (see: CA2810003-005) | MEXACARBATE | 0 | 0 | 0 | UG/L | [6 empty] | 31594 | 39645 | 93
232 | 233 | 38512 | C112 | storet_no, mcl, dlr, trig | analyte_no, mcl, dlr | MONURON | 0 | 0 | 0 | UG/L | [6 empty] | 31524 | 44070 | 184
233 | 234 | 38517 | 0 | storet_no, mcl, dlr, trig | REMOVED (see: CA2810003-005) | MONURON-TCA | 0 | 0 | 0 | UG/L | [6 empty] | 36452 | 39645 | 76
234 | 235 | 38522 | C114 | storet_no, mcl, dlr, trig | analyte_no, mcl, dlr | NEBURON | 0 | 0 | 0 | UG/L | [6 empty] | 31594 | 44070 | 179
235 | 236 | 38533 | 2077 | storet_no, mcl, dlr, trig | analyte_no, mcl, dlr | PROPACHLOR | 0 | 0.5 | 0.5 | UG/L | [6 empty] | 31615 | 44726 | 8033
236 | 237 | 38537 | 0 | storet_no, mcl, dlr, trig | REMOVED (see: CA3010046-016) | PROPOXUR | 0 | 0 | 0 | UG/L | [6 empty] | 31524 | 44403 | 3397
237 | 238 | 38542 | C115 | storet_no, mcl, dlr, trig | analyte_no, mcl, dlr | SECBUMETON | 0 | 0 | 0 | UG/L | [6 empty] | 31524 | 44326 | 407
238 | 239 | 38548 | 2301 | storet_no, mcl, dlr, trig | analyte_no, mcl, dlr | SIDURON | 0 | 0 | 0 | UG/L | [6 empty] | 31524 | 44070 | 170
239 | 240 | 38555 | C116 | storet_no, mcl, dlr, trig | analyte_no, mcl, dlr | SWEP | 0 | 0 | 0 | UG/L | [6 empty] | 31993 | 44070 | 31
240 | 241 | 38559 | 0 | storet_no, mcl, dlr, trig | REMOVED (see: CA4810701-009) | TERBUTHYLAZINE | 0 | 0 | 0 | UG/L | [6 empty] | 31524 | 36031 | 11
241 | 242 | 38705 | 0 | storet_no, mcl, dlr, trig | REMOVED (see: CA4810701-009) | BENOMYL | 0 | 100 | 0 | UG/L | [6 empty] | 28491 | 36031 | 342
242 | 243 | 38710 | 2625 | storet_no, mcl, dlr, trig | analyte_no, mcl, dlr | BENTAZON | 18 | 2 | 2 | UG/L | [6 empty] | 28491 | 44726 | 8524
243 | 244 | 38735 | 0 | storet_no, mcl, dlr, trig | REMOVED (see: CA4810701-008) | CARBENDAZIM | 0 | 0 | 0 | UG/L | [6 empty] | 30740 | 36031 | 98
244 | 245 | 38746 | 2106 | storet_no, mcl, dlr, trig | analyte_no, mcl, dlr | 2,4-DB | 0 | 0 | 0 | UG/L | [6 empty] | 31995 | 44692 | 1997
245 | 246 | 38761 | 2931 | storet_no, mcl, dlr, trig | analyte_no, mcl, dlr | DIBROMOCHLOROPROPANE (DBCP) | 0.2 | 0.01 | 0.01 | UG/L | 01-01-1992 | 33604 | SOC |  | EPA 504.1 | tol | 29560 | 44725 | 10468
246 | 247 | 38775 | 0 | storet_no, mcl, dlr, trig | REMOVED (see: CA3610038-041) | DDVP | 0 | 0 | 0 | UG/L | [6 empty] | 31001 | 44222 | 147
247 | 248 | 38783 | 0 | storet_no, mcl, dlr, trig | REMOVED (see: CA4810701-009) | DIOXATHION | 0 | 0 | 0 | UG/L | [6 empty] | 31001 | 39673 | 20
248 | 249 | 38797 | C122 | storet_no, mcl, dlr, trig | analyte_no, mcl, dlr | FENSULFOTHION | 0 | 0 | 0 | UG/L | [6 empty] | 31615 | 44222 | 32
249 | 250 | 38801 | C123 | storet_no, mcl, dlr, trig | analyte_no, mcl, dlr | FENTHION | 0 | 0 | 0 | UG/L | [6 empty] | 31601 | 44222 | 25
250 | 251 | 38806 | 0 | storet_no, mcl, dlr, trig | REMOVED (see: CA4810701-009) | FERBAM | 0 | 0 | 0 | UG/L | [6 empty] | 36031 | 36031 | 2
251 | 252 | 38811 | 2297 | storet_no, mcl, dlr, trig | analyte_no, mcl, dlr | FLUOMETURON | 0 | 0 | 0 | UG/L | [6 empty] | 31524 | 44070 | 192
252 | 253 | 38815 | 0 | storet_no, mcl, dlr, trig | REMOVED (see: CA2110002-003) | HEXAZINONE | 0 | 0 | 0 | UG/L | [6 empty] | 32253 | 39673 | 139
253 | 254 | 38831 | 0 | storet_no, mcl, dlr, trig | REMOVED (see: CA4810701-009) | MANCOZEB | 0 | 0 | 0 | UG/L | [6 empty] | 36031 | 36031 | 2
254 | 255 | 38835 | 0 | storet_no, mcl, dlr, trig | REMOVED (see: CA4810701-009) | MANEB | 0 | 20 | 0 | UG/L | [6 empty] | 30909 | 36031 | 155
255 | 256 | 38851 | 0 | storet_no, mcl, dlr, trig | REMOVED (see: CA4810701-009) | NABAM | 0 | 0 | 0 | UG/L | [6 empty] | 35916 | 36031 | 3
256 | 257 | 38855 | C128 | storet_no, mcl, dlr, trig | analyte_no, mcl, dlr | NALED | 0 | 0 | 0 | UG/L | [6 empty] | 30924 | 44222 | 53
257 | 258 | 38865 | 2036 | storet_no, dlr, trig | analyte_no, dlr | OXAMYL | 50 | 20 | 20 | UG/L | 01-01-1994 | 34335 | SOC | Only referenced on bsk | EPA 531.1 | tol |  |  | 0
258 | 259 | 38865 | 2036 | storet_no, dlr, trig | analyte_no, dlr | OXAMYL | 50 | 20 | 20 | UG/L | [6 empty] | 30924 | 44726 | 7920
259 | 260 | 38870 | 2605 | storet_no, mcl, dlr, trig | analyte_no, mcl, dlr | PHORATE | 0 | 0.2 | 0 | UG/L | [6 empty] | 30873 | 44222 | 279
260 | 261 | 38872 | 0 | storet_no, mcl, dlr, trig | REMOVED (see: CA2110002-003) | PROFLURALIN | 0 | 0 | 0 | UG/L | [6 empty] | 30978 | 39673 | 22
261 | 262 | 38877 | 8140 | storet_no, mcl, dlr, trig | analyte_no, mcl, dlr | STIROFOS | 0 | 0 | 0 | UG/L | [6 empty] | 32611 | 44222 | 113
262 | 263 | 38882 | 2272 | storet_no, mcl, dlr, trig | analyte_no, mcl, dlr | TERBACIL | 0 | 0 | 0 | UG/L | [6 empty] | 36936 | 44698 | 2219
263 | 264 | 38887 | 8195 | storet_no, mcl, dlr, trig | analyte_no, mcl, dlr | TERBUTRYN | 0 | 0 | 0 | UG/L | [6 empty] | 30921 | 44586 | 649
264 | 265 | 38892 | 8255 | storet_no, mcl, dlr, trig | analyte_no, mcl, dlr | TRIADIMEFON | 0 | 0 | 0 | UG/L | [6 empty] | 31001 | 42311 | 186
265 | 266 | 38897 | C131 | storet_no, mcl, dlr, trig | analyte_no, mcl, dlr | TRICHLORONATE | 0 | 0 | 0 | UG/L | [6 empty] | 37746 | 44222 | 19
266 | 267 | 38912 | 0 | storet_no, mcl, dlr, trig | REMOVED (see: CA5410012-002) | ZINEB | 0 | 0 | 0 | UG/L | [6 empty] | 31058 | 31106 | 3
267 | 268 | 38917 | 0 | storet_no, mcl, dlr, trig | REMOVED (see: CA2110002-009) | ZIRAM | 0 | 3 | 0 | UG/L | [6 empty] | 30740 | 38126 | 140
268 | 269 | 38926 | 2033 | storet_no, mcl, dlr, trig | analyte_no, mcl, dlr | ENDOTHALL | 100 | 45 | 45 | UG/L | 01-01-1994 | 34335 | SOC | Only referenced on bsk | EPA 548.1 | tol | 30873 | 44720 | 7173
269 | 270 | 38927 | 0 | storet_no, mcl, dlr, trig | REMOVED (see: CA4810701-009) | METHAMIDOPHOS | 0 | 10 | 0 | UG/L | [6 empty] | 30873 | 36031 | 259
270 | 271 | 38928 | 0 | storet_no, mcl, dlr, trig | REMOVED (see: CA1910065-012) | ETHYLENE THIO UREA | 0 | 5 | 0 | UG/L | [6 empty] | 30883 | 36031 | 99
271 | 272 | 38929 | 7585 | storet_no, mcl, dlr, trig | analyte_no, mcl, dlr | FENAMIPHOS | 0 | 5 | 0 | UG/L | [6 empty] | 30873 | 42311 | 315
272 | 273 | 38935 | 0 | storet_no, mcl, dlr, trig | REMOVED (see: CA4810701-009) | MSMA | 0 | 0 | 0 | UG/L | [6 empty] | 35916 | 36031 | 3
273 | 274 | 39002 | 2207 | storet_no, mcl, dlr, trig | analyte_no, mcl, dlr | BENFLURALIN | 0 | 0 | 0 | UG/L | [6 empty] | 30963 | 43900 | 206
274 | 275 | 39014 | 0 | storet_no, mcl, dlr, trig | REMOVED (see: CA4810701-009) | DYLOX | 0 | 0 | 0 | UG/L | [6 empty] | 30980 | 38496 | 102
275 | 276 | 39019 | 7785 | storet_no, mcl, dlr, trig | analyte_no, mcl, dlr | MERPHOS | 0 | 0 | 0 | UG/L | [6 empty] | 31117 | 44222 | 229
276 | 277 | 39020 | 0 | storet_no, mcl, dlr, trig | REMOVED (see: CA4810701-009) | METASYSTOX | 0 | 0 | 0 | UG/L | [6 empty] | 35916 | 36031 | 3
277 | 278 | 39022 | 0 | storet_no, mcl, dlr, trig | REMOVED (see: CA4810701-009) | OVEX | 0 | 0 | 0 | UG/L | [6 empty] | 36031 | 36031 | 2
278 | 279 | 39024 | 2256 | storet_no, mcl, dlr, trig | analyte_no, mcl, dlr | PROPAZINE | 0 | 0 | 0 | UG/L | [6 empty] | 30921 | 42311 | 391
279 | 280 | 39029 | 2934 | storet_no, mcl, dlr, trig | analyte_no, mcl, dlr | PCNB | 0 | 0.1 | 0 | UG/L | [6 empty] | 30873 | 44504 | 257
280 | 281 | 39031 | 0 | storet_no, mcl, dlr, trig | REMOVED (see: CA4810701-008) | CAPTATOL | 0 | 0 | 0 | UG/L | [6 empty] | 35872 | 36031 | 2
281 | 282 | 39032 | 2326 | storet_no, mcl, dlr, trig | analyte_no, mcl, dlr | PENTACHLOROPHENOL | 1 | 0.2 | 0.2 | UG/L | 01-01-1993 | 33970 | SOC |  | EPA 625.1 | tol | 30873 | 44726 | 8548
282 | 283 | 39033 | 2050 | storet_no | analyte_no | ATRAZINE | 1 | 0.5 | 0.5 | UG/L | 01-01-1992 | 33604 | SOC | May also be EPA 505, only referenced on bsk | EPA 525.3 | tol |  |  | 0
283 | 284 | 39033 | 2050 | storet_no | analyte_no | ATRAZINE | 1 | 0.5 | 0.5 | UG/L | [6 empty] | 28491 | 44726 | 11027
284 | 285 | 39034 | 0 | storet_no, mcl, dlr, trig | REMOVED (see: CA4810701-009) | PERTHANE | 0 | 0 | 0 | UG/L | [6 empty] | 36031 | 36031 | 2
285 | 286 | 39037 | 0 | storet_no, mcl, dlr, trig | REMOVED (see: CA4810701-009) | PROPANIL | 0 | 0 | 0 | UG/L | [6 empty] | 31615 | 39673 | 19
286 | 287 | 39040 | 0 | storet_no, mcl, dlr, trig | REMOVED (see: CA2110002-003) | S,S,S-TRIBUTYLPHOSPHOROTRITHIOATE | 0 | 0 | 0 | UG/L | [6 empty] | 30873 | 39673 | 155
287 | 288 | 39045 | 2110 | storet_no, mcl, dlr, trig | analyte_no, mcl, dlr | 2,4,5-TP (SILVEX) | 50 | 1 | 1 | UG/L | 01-01-1992 | 33604 | SOC | Only referenced on bsk | EPA 515.4 | tol | 28411 | 44726 | 8916
288 | 289 | 39051 | 2022 | storet_no, mcl, dlr, trig | analyte_no, mcl, dlr | METHOMYL | 0 | 2 | 2 | UG/L | [6 empty] | 30740 | 44726 | 7069
289 | 290 | 39052 | C142 | storet_no, mcl, dlr, trig | analyte_no, mcl, dlr | PROPHAM | 0 | 0 | 0 | UG/L | [6 empty] | 30873 | 44070 | 313
290 | 291 | 39053 | 2047 | storet_no, mcl, dlr, trig | analyte_no, mcl, dlr | ALDICARB | 0 | 3 | 7 | UG/L | [6 empty] | 30873 | 44726 | 7257
291 | 292 | 39054 | 8130 | storet_no, mcl, dlr, trig | analyte_no, mcl, dlr | SIMETRYN | 0 | 0 | 0 | UG/L | [6 empty] | 30921 | 42311 | 275
292 | 293 | 39055 | 2037 | storet_no, mcl, dlr, trig | analyte_no, mcl, dlr | SIMAZINE | 4 | 1 | 1 | UG/L | 01-01-1994 | 34335 | SOC | Only referenced on bsk | EPA 505 | tol | 29567 | 44726 | 11183
293 | 294 | 39056 | 2029 | storet_no, mcl, dlr, trig | analyte_no, mcl, dlr | PROMETON | 0 | 0 | 0 | UG/L | [6 empty] | 31524 | 44586 | 1617
294 | 295 | 39057 | 8040 | storet_no, mcl, dlr, trig | analyte_no, dlr | PROMETRYN | 0 | 2 | 2 | UG/L | [6 empty] | 30873 | 44678 | 7101
295 | 296 | 39080 | 0 | storet_no, mcl, dlr, trig | REMOVED (see: CA2110002-003) | PROPAMIDE | 0 | 0 | 0 | UG/L | [6 empty] | 30963 | 39673 | 138
296 | 297 | 39100 | 2039 | storet_no, mcl, dlr, trig | analyte_no, mcl, dlr | DI(2-ETHYLHEXYL)PHTHALATE | 4 | 3 | 3 | UG/L | 01-01-1994 | 34335 | SOC |  | EPA 625.1 | tol | 30873 | 44726 | 8154
297 | 298 | 39110 | 2290 | storet_no, mcl, dlr, trig | analyte_no, mcl, dlr | DI-N-BUTYLPHTHALATE | 0 | 5 | 0 | UG/L |  |  |  | Need reg, waterboards marks as EPA 625.1 |  |  | 30873 | 44692 | 1880
298 | 299 | 39120 | 2292 | storet_no, mcl, dlr, trig | analyte_no, mcl, dlr | BENZIDINE | 0 | 5 | 0 | UG/L |  |  |  | Need reg, waterboards marks as EPA 625.1 |  |  | 30873 | 44698 | 522
299 | 300 | 39140 | 0 | storet_no, mcl, dlr, trig | REMOVED (see: CA5810701-008) | CRESOTE | 0 | 0 | 0 | UG/L | [6 empty] | 30980 | 36031 | 3
300 | 301 | 39151 | 2113 | storet_no, mcl, dlr, trig | analyte_no, mcl, dlr | MCPA | 0 | 0 | 0 | UG/L | [6 empty] | 30740 | 44700 | 229
301 | 302 | 39175 | 2976 | storet_no, mcl, dlr, trig | analyte_no, mcl, dlr | VINYL CHLORIDE | 0.5 | 0.5 | 0.5 | UG/L | 01-01-1989 | 32509 | VOC |  | EPA 524.2 | sol | 27309 | 44728 | 13219
302 | 303 | 39180 | 2984 | storet_no, mcl, dlr, trig | analyte_no, mcl, dlr | TRICHLOROETHYLENE | 5 | 0.5 | 0.5 | UG/L | 01-01-1989 | 32509 | VOC |  | EPA 524.2 | tol | 27309 | 44732 | 13274
303 | 304 | 39300 | 2075 | storet_no, mcl, dlr, trig | analyte_no, mcl, dlr | 4,4-DDT | 0 | 0.02 | 0 | UG/L |  |  |  | Need reg, waterboards marks as EPA 608.3 |  |  | 30873 | 44692 | 1803
304 | 305 | 39310 | 2071 | storet_no, mcl, dlr, trig | analyte_no, mcl, dlr | 4,4-DDD | 0 | 0.02 | 0 | UG/L |  |  |  | Need reg, waterboards marks as EPA 608.3 |  |  | 30873 | 44698 | 1623
305 | 306 | 39320 | 2069 | storet_no, mcl, dlr, trig | analyte_no, mcl, dlr | 4,4-DDE | 0 | 0.01 | 0 | UG/L |  |  |  | Need reg, waterboards marks as EPA 608.3 |  |  | 30873 | 44679 | 3055
306 | 307 | 39330 | 2356 | storet_no, mcl, dlr, trig | analyte_no, mcl, dlr | ALDRIN | 0 | 0.075 | 0.002 | UG/L |  |  |  | Need reg, bsk marks as EPA 608.3 |  |  | 28491 | 44715 | 7171
307 | 308 | 39337 | 2348 | storet_no, mcl, dlr, trig | analyte_no, mcl, dlr | ALPHA-BHC | 0 | 0.01 | 0.015 | UG/L |  |  |  | Need reg, bsk marks as EPA 608.3 |  |  | 30873 | 44580 | 1530
308 | 309 | 39338 | 2350 | storet_no, mcl, dlr, trig | analyte_no, mcl, dlr | BETA-BHC | 0 | 0.05 | 0.025 | UG/L |  |  |  | Need reg, waterboards marks as EPA 608.3 |  |  | 30873 | 44679 | 1546
309 | 310 | 39340 | 2010 | storet_no, mcl, dlr, trig | analyte_no, mcl, dlr | LINDANE | 0.2 | 0.2 | 0.2 | UG/L | 01-01-1992 | 33604 | SOC |  | EPA 608.3 | tol | 27760 | 44715 | 8770
310 | 311 | 39350 | 2959 | storet_no, mcl, dlr, trig | analyte_no, mcl, dlr | CHLORDANE | 0.1 | 0.1 | 0.1 | UG/L | 01-01-1992 | 33604 | SOC |  | EPA 608.3 | tol | 29560 | 44715 | 8351
311 | 312 | 39356 | 2045 | storet_no, mcl, dlr, trig | analyte_no, mcl, dlr | METOLACHLOR | 0 | 0 | 0 | UG/L | [6 empty] | 31659 | 44726 | 8471
312 | 313 | 39357 | C145 | storet_no, mcl, dlr, trig | analyte_no, mcl, dlr | RONNEL | 0 | 0 | 0 | UG/L | [6 empty] | 31001 | 44222 | 17
313 | 314 | 39360 | 0 | storet_no, mcl, dlr, trig | REMOVED (see: CA1910239-052) | DDD | 0 | 0 | 0 | UG/L | [6 empty] | 31433 | 40261 | 102
314 | 315 | 39365 | 0 | storet_no, mcl, dlr, trig | REMOVED (see: CA1910239-052 | DDE | 0 | 0 | 0 | UG/L | [6 empty] | 31427 | 40261 | 75
315 | 316 | 39370 | C148 | storet_no, mcl, dlr, trig | analyte_no, mcl, dlr | DDT | 0 | 0 | 0 | UG/L | [6 empty] | 30873 | 43173 | 109
316 | 317 | 39380 | 2070 | storet_no, mcl, dlr, trig | analyte_no, mcl, dlr | DIELDRIN | 0 | 0.02 | 0.002 | UG/L | [6 empty] | 29560 | 44715 | 6975
317 | 318 | 39390 | 2005 | storet_no, mcl, dlr, trig | analyte_no, mcl, dlr | ENDRIN | 2 | 0.1 | 0.1 | UG/L | 01-01-1994 | 34335 | SOC |  | EPA 608.3 | tol | 27760 | 44715 | 8655
318 | 319 | 39398 | 2062 | storet_no, mcl, dlr, trig | analyte_no, mcl, dlr | ETHION | 0 | 0 | 4 | UG/L | [6 empty] | 30740 | 44076 | 284
319 | 320 | 39400 | 2020 | storet_no, mcl, dlr, trig | analyte_no, mcl, dlr | TOXAPHENE | 3 | 1 | 1 | UG/L | 01-01-1992 | 33604 | SOC | Only referenced on bsk | EPA 505 | tol | 27760 | 44715 | 8602
320 | 321 | 39410 | 2065 | storet_no, mcl, dlr, trig | analyte_no, mcl, dlr | HEPTACHLOR | 0.01 | 0.01 | 0.01 | UG/L | 01-01-1992 | 33604 | SOC |  | EPA 608.3 | sol | 29560 | 44715 | 8316
321 | 322 | 39420 | 2067 | storet_no, mcl, dlr, trig | analyte_no, mcl, dlr | HEPTACHLOR EPOXIDE | 0.01 | 0.01 | 0.01 | UG/L | 01-01-1992 | 33604 | SOC |  | EPA 608.3 | sol | 29560 | 44715 | 8336
322 | 323 | 39460 | 7260 | storet_no, mcl, dlr, trig | analyte_no, mcl, dlr | CHLOROBENZILATE | 0 | 0 | 0 | UG/L | [6 empty] | 31001 | 44692 | 322
323 | 324 | 39480 | 2015 | storet_no, dlr, trig | analyte_no, dlr | METHOXYCHLOR | 30 | 10 | 10 | UG/L | 01-01-1992 | 33604 | SOC | May also be EPA 505, only referenced on bsk | EPA 608.3 | tol |  |  | 0
324 | 325 | 39480 | 2015 | storet_no, dlr, trig | analyte_no, dlr | METHOXYCHLOR | 30 | 10 | 10 | UG/L | [6 empty] | 27760 | 44715 | 8691
325 | 326 | 39488 | 2390 | storet_no, mcl, dlr, trig | analyte_no, mcl, dlr | PCB-1221 (AS DCB) | 0 | 0.5 | 0.5 | UG/L |  |  |  | Need reg, waterboards marks as EPA 608.3 |  |  | 30873 | 44713 | 4550
326 | 327 | 39492 | 2392 | storet_no, mcl, dlr, trig | analyte_no, mcl, dlr | PCB-1232 (AS DCB) | 0 | 0.5 | 0.5 | UG/L |  |  |  | Need reg, waterboards marks as EPA 608.3 |  |  | 30873 | 44713 | 4550
327 | 328 | 39496 | 2394 | storet_no, mcl, dlr, trig | analyte_no, mcl, dlr | PCB-1242 (AS DCB) | 0 | 0.5 | 0.5 | UG/L |  |  |  | Need reg, waterboards marks as EPA 608.3 |  |  | 30826 | 44713 | 4557
328 | 329 | 39500 | 2396 | storet_no, mcl, dlr, trig | analyte_no, mcl, dlr | PCB-1248 (AS DCB) | 0 | 0.5 | 0.5 | UG/L |  |  |  | Need reg, waterboards marks as EPA 608.3 |  |  | 30826 | 44713 | 4552
329 | 330 | 39504 | 2398 | storet_no, mcl, dlr, trig | analyte_no, mcl, dlr | PCB-1254 (AS DCB) | 0 | 0.5 | 0.5 | UG/L |  |  |  | Need reg, waterboards marks as EPA 608.3 |  |  | 30826 | 44713 | 4556
330 | 331 | 39508 | 2400 | storet_no, mcl, dlr, trig | analyte_no, mcl, dlr | PCB-1260 (AS DCB) | 0 | 0.5 | 0.5 | UG/L |  |  |  | Need reg, waterboards marks as EPA 608.3 |  |  | 30826 | 44713 | 4512
331 | 332 | 39516 | 2383 | storet_no, mcl, dlr, trig | analyte_no, mcl, dlr | POLYCHLORINATED BIPHENYLS, TOTAL, AS DCB | 0.5 | 0.5 | 0.5 | UG/L | 01-01-1992 | 33604 | SOC | Not listed on waterboards, bsk, or eurofins |  | tol | 29560 | 44715 | 7342
332 | 333 | 39530 | 2058 | storet_no, mcl, dlr, trig | analyte_no, mcl, dlr | MALATHION | 0 | 0 | 160 | UG/L | [6 empty] | 30740 | 44392 | 463
333 | 334 | 39540 | 2064 | storet_no, mcl, dlr, trig | analyte_no, mcl | PARATHION | 0 | 0.02 | 40 | UG/L | [6 empty] | 30740 | 44392 | 647
334 | 335 | 39560 | C251 | storet_no, mcl, dlr, trig | analyte_no, mcl, dlr | DEMETON | 0 | 0 | 0 | UG/L | [6 empty] | 30873 | 42279 | 545
335 | 336 | 39570 | 0 | storet_no, mcl, dlr, trig | REMOVED (see: CA5401006-005) | DIAZINON | 0 | 0.25 | 6 | UG/L | [6 empty] | 30740 | 38072 | 5331
336 | 337 | 39570 | 0 | storet_no, mcl, dlr, trig | REMOVED (see: CA5401006-005) | DIAZINON | 0 | 0 | 0 | UG/L | [6 empty] | 38075 | 44404 | 6065
337 | 338 | 39580 | 2059 | storet_no, mcl, dlr, trig | analyte_no, mcl, dlr | GUTHION | 0 | 0 | 0 | UG/L | [6 empty] | 30740 | 44222 | 192
338 | 339 | 39600 | C149 | storet_no, mcl, dlr, trig | analyte_no, mcl, dlr | METHYL PARATHION | 0 | 0 | 2 | UG/L | [6 empty] | 30873 | 44679 | 318
339 | 340 | 39610 | 2073 | storet_no, mcl, dlr, trig | analyte_no, mcl, dlr | PHOSDRIN | 0 | 0 | 0 | UG/L | [6 empty] | 30873 | 44504 | 248
340 | 341 | 39620 | 0 | storet_no, mcl, dlr, trig | REMOVED (see: CA4810701-009) | TEPP | 0 | 0 | 0 | UG/L | [6 empty] | 36031 | 39673 | 15
341 | 342 | 39640 | C151 | storet_no, mcl, dlr, trig | analyte_no, mcl, dlr | CAPTAN | 0 | 0.1 | 1.5 | UG/L | [6 empty] | 28491 | 44390 | 933
342 | 343 | 39650 | 2103 | storet_no, mcl, dlr, trig | analyte_no, mcl, dlr | DIURON | 0 | 1 | 1 | UG/L | [6 empty] | 30709 | 38072 | 3383
343 | 344 | 39650 | 2103 | storet_no, mcl, dlr, trig | analyte_no, mcl, dlr | DIURON | 0 | 0 | 0 | UG/L | [6 empty] | 38075 | 44292 | 1014
344 | 345 | 39700 | 2274 | storet_no, mcl, dlr, trig | analyte_no, mcl, dlr | HEXACHLOROBENZENE | 1 | 0.5 | 0.5 | UG/L | 01-01-1994 | 34335 | SOC |  | EPA 625.1 | tol | 30873 | 44715 | 8192
345 | 346 | 39720 | 2040 | storet_no, mcl, dlr, trig | analyte_no, mcl, dlr | PICLORAM | 500 | 1 | 1 | UG/L | 01-01-1994 | 34335 | SOC | Only referenced on bsk | EPA 515.4 | tol | 31966 | 44726 | 8430
346 | 347 | 39730 | 2105 | storet_no, mcl, dlr, trig | analyte_no, mcl, dlr | 2,4-D | 70 | 10 | 10 | UG/L | 01-01-1992 | 33604 | SOC | Only referenced on bsk | EPA 515.4 | tol | 27760 | 44726 | 9220
347 | 348 | 39740 | 2111 | storet_no, mcl, dlr, trig | analyte_no, mcl, dlr | 2,4,5-T | 0 | 0 | 0 | UG/L | [6 empty] | 30853 | 44726 | 4528
348 | 349 | 39755 | 2932 | storet_no, mcl, dlr, trig | analyte_no, mcl, dlr | MIREX | 0 | 0 | 0 | UG/L | [6 empty] | 30978 | 42934 | 51
349 | 350 | 39770 | 0 | storet_no, mcl, dlr, trig | REMOVED (see: CA2110002-003) | DACTHAL | 0 | 0.1 | 0 | UG/L | [6 empty] | 30937 | 44139 | 774
350 | 351 | 39780 | 2370 | storet_no, mcl, dlr, trig | analyte_no, mcl, dlr | DICOFOL | 0 | 0.1 | 0 | UG/L | [6 empty] | 30782 | 43900 | 476
351 | 352 | 39786 | C152 | storet_no, mcl, dlr, trig | analyte_no, mcl, dlr | CARBOPHENOTHION | 0 | 0 | 0 | UG/L | [6 empty] | 31020 | 44390 | 568
352 | 353 | 39790 | 0 | storet_no, mcl, dlr, trig | REMOVED (see: CA4810701-009) | METHYL TRITHION | 0 | 0 | 0 | UG/L | [6 empty] | 31615 | 36031 | 10
353 | 354 | 39800 | 0 | storet_no, mcl, dlr, trig | REMOVED (see: CA2110002-003) | IMIDAN | 0 | 0 | 0 | UG/L | [6 empty] | 30918 | 39673 | 38
354 | 355 | 39808 | 0 | storet_no, mcl, dlr, trig | REMOVED (see: CA4810701-009) | TEDION | 0 | 0 | 0 | UG/L | [6 empty] | 36031 | 36031 | 2
355 | 356 | 39920 | 0 | storet_no, mcl, dlr, trig | REMOVED (see: CA4810701-009) | DNOC | 0 | 0 | 0 | UG/L | [6 empty] | 30944 | 36031 | 167
356 | 357 | 39930 | 0 | storet_no, mcl, dlr, trig | REMOVED (see: CA2010002-017) | PYRETHRINS | 0 | 0 | 0 | UG/L | [6 empty] | 31001 | 36031 | 8
357 | 358 | 39941 | 0 | storet_no, mcl, dlr, trig | REMOVED (see: CA4810701-009) | ROUND-UP | 0 | 0 | 0 | UG/L | [6 empty] | 30945 | 36031 | 31
358 | 359 | 45046 | 0 | storet_no, mcl, dlr, trig | REMOVED (see: CA4810701-009) | C3-ALKYLBENZENE | 0 | 0 | 0 | UG/L | [6 empty] | 31027 | 36031 | 19
359 | 360 | 45049 | 0 | storet_no, mcl, dlr, trig | REMOVED (see: CA4810701-009) | C4-ALKYLBENZENE | 0 | 0 | 0 | UG/L | [6 empty] | 31027 | 36031 | 3
360 | 361 | 45058 | 0 | storet_no, mcl, dlr, trig | REMOVED (see: CA4810701-009) | METHYL PHENOL | 0 | 0 | 0 | UG/L | [6 empty] | 36031 | 36031 | 2
361 | 362 | 45606 | 0 | storet_no, mcl, dlr, trig | REMOVED (see: CA2010002-017) | NORTRON | 0 | 0 | 0 | UG/L | [6 empty] | 35872 | 39673 | 16
362 | 363 | 45607 | 2271 | storet_no, mcl, dlr, trig | analyte_no, mcl, dlr | TEBUTHIURON | 0 | 0 | 0 | UG/L | [6 empty] | 32611 | 42311 | 105
363 | 364 | 45608 | 0 | storet_no, mcl, dlr, trig | REMOVED (see: CA4810701-009) | ALICEP | 0 | 0 | 0 | UG/L | [6 empty] | 28491 | 36031 | 4
364 | 365 | 45609 | 0 | storet_no, mcl, dlr, trig | REMOVED (see: CA2010002-017) | PYRAMIN | 0 | 0 | 0 | UG/L | [6 empty] | 35872 | 36031 | 4
365 | 366 | 45612 | C163 | storet_no, mcl, dlr, trig | analyte_no, mcl, dlr | TERBUFOS SULFONE | 0 | 0 | 0 | UG/L | [6 empty] | 39454 | 42191 | 186
366 | 367 | 46315 | 0 | storet_no, mcl, dlr, trig | REMOVED (see: CA3610013-032) | ETHYL PARATHION | 0 | 0 | 0 | UG/L | [6 empty] | 31007 | 40500 | 63
367 | 368 | 46491 | 2251 | storet_no, mcl, dlr, trig | analyte_no, mcl, dlr | METHYL-TERT-BUTYL-ETHER (MTBE) | 13 | 3 | 3 | UG/L |  |  |  | add later, CA regulation |  |  | 27309 | 44728 | 13020
368 | 369 | 50070 | 1008 | storet_no, mcl, dlr, trig | analyte_no, mcl, dlr | CHLORINE DIOXIDE | 0 | 0 | 0 | MG/L | [6 empty] | 37428 | 44384 | 42
369 | 370 | 50074 | 1009 | storet_no, mcl, dlr, trig | analyte_no, mcl, dlr | CHLORITE | 1 | 0.02 | 1 | MG/L | [6 empty] | 37700 | 44691 | 174
370 | 371 | 50074 | 1009 | storet_no, mcl, dlr, trig | analyte_no, mcl, dlr | CHLORITE | 0 | 0.02 | 0 | MG/L | [6 empty] | 37411 | 37699 | 11
371 | 372 | 50074 | 1009 | storet_no, mcl, dlr, trig | analyte_no, mcl, dlr | CHLORITE | 0 | 0 | 0 | MG/L | [6 empty] | 37355 | 37390 | 1
372 | 373 | 508N | 0 | storet_no, mcl, dlr, trig | REMOVED (see: CA5610011-014) | NEGATIVE 508 (PESTICIDES & PCB) | 0 | 0 | 0 | UG/L | [6 empty] | 34745 | 35403 | 9
373 | 374 | 525N | 0 | storet_no, mcl, dlr, trig | REMOVED (see: CA1910036-012) | NEGATIVE 525 (BNA) | 0 | 0 | 0 | UG/L | [6 empty] | 34745 | 35934 | 20
374 | 375 | 601-N | 0 | storet_no, mcl, dlr, trig | REMOVED (see: CA1910062-016) | METHOD 601 NEGATIVE - NO 602 REPORTED | 0 | 0 | 0 | 0 | [6 empty] | 30845 | 32808 | 1342
375 | 376 | 602-N | 0 | storet_no, mcl, dlr, trig | REMOVED (see: CA4410011-014) | METHOD 602 NEGATIVE - NO 601 REPORTED | 0 | 0 | 0 | 0 | [6 empty] | 30845 | 32707 | 1317
376 | 377 | 70300 | 1930 | storet_no, mcl, dlr, trig | analyte_no, mcl, dlr | TOTAL DISSOLVED SOLIDS | 1000 | 0 | 500 | MG/L | [6 empty] | 27165 | 44733 | 13629
377 | 378 | 70314 | 2213 | storet_no, mcl, dlr, trig | analyte_no, mcl, dlr | CHLOROTHALONIL | 0 | 5 | 5 | UG/L | [6 empty] | 30937 | 44698 | 5136
378 | 379 | 71813 | 1997 | storet_no, mcl, dlr, trig | analyte_no, mcl, dlr | LANGELIER INDEX @ 60 C | 0 | 0 | 0 | 0 | [6 empty] | 30383 | 44720 | 7313
379 | 380 | 71814 | C164 | storet_no, mcl, dlr, trig | analyte_no, mcl, dlr | LANGELIER INDEX AT SOURCE TEMP. | 0 | 0 | 0 | 0 | [6 empty] | 29234 | 44720 | 6804
380 | 381 | 71830 | 1021 | storet_no, mcl, dlr, trig | analyte_no, mcl, dlr | HYDROXIDE ALKALINITY | 0 | 0 | 0 | MG/L | [6 empty] | 28660 | 44733 | 14371
381 | 382 | 71850 | C255 | storet_no, mcl, dlr, trig | analyte_no, mcl, dlr | NITRATE (AS NO3) | 45 | 2 | 23 | MG/L | [6 empty] | 27165 | 42369 | 15134
382 | 383 | 71865 | C166 | storet_no, mcl, dlr, trig | analyte_no, mcl, dlr | IODIDE | 0 | 0 | 0 | MG/L | [6 empty] | 29234 | 44384 | 522
383 | 384 | 71875 | 1027 | storet_no, mcl, dlr, trig | analyte_no, mcl, dlr | HYDROGEN SULFIDE | 0 | 0 | 0 | MG/L | [6 empty] | 34445 | 44386 | 84
384 | 385 | 71880 | 2961 | storet_no, mcl, dlr, trig | analyte_no, mcl, dlr | FORMALDEHYDE | 0 | 0 | 0.1 | MG/L | [6 empty] | 30949 | 44715 | 70
385 | 386 | 71900 | 1035 | storet_no, mcl, dlr, trig | analyte_no, mcl, dlr | MERCURY | 2 | 1 | 2 | UG/L | 01-01-1992 | 33604 | IOC |  |  |  | 27760 | 44720 | 13392
386 | 387 | 73283 | 8407 | storet_no, mcl, dlr, trig | analyte_no, mcl, dlr | N-NITROSOPIPERIDINE (NPIP) | 0 | 0 | 0 | UG/L | [6 empty] | 38721 | 44720 | 256
387 | 388 | 73509 | 0 | storet_no, mcl, dlr, trig | REMOVED (see: CA4810701-009) | AMINOTRIAZOLE | 0 | 0 | 0 | UG/L | [6 empty] | 32246 | 36031 | 16
388 | 389 | 73617 | 8405 | storet_no, mcl, dlr, trig | analyte_no, mcl, dlr | N-NITROSOMORPHOLINE (NMOR) | 0 | 0 | 0 | UG/L | [6 empty] | 42879 | 44720 | 160
389 | 390 | 77000 | 1901 | storet_no, mcl, dlr, trig | analyte_no, mcl, dlr | CARBON DIOXIDE | 0 | 0 | 0 | UG/L | [6 empty] | 32475 | 44698 | 1531
390 | 391 | 77001 | 2470 | storet_no, mcl, dlr, trig | analyte_no, mcl, dlr | ACETALDEHYDE | 0 | 0 | 0 | UG/L | [6 empty] | 37384 | 44671 | 14
391 | 392 | 77004 | 2089 | storet_no, mcl, dlr, trig | analyte_no, mcl, dlr | ETHANOL | 0 | 0 | 0 | UG/L | [6 empty] | 36031 | 43712 | 8
392 | 393 | 77015 | 2095 | storet_no, mcl, dlr, trig | analyte_no, mcl, dlr | ISOPROPYL ALCOHOL | 0 | 0 | 0 | UG/L | [6 empty] | 37342 | 43500 | 59
393 | 394 | 77023 | 2960 | storet_no, mcl, dlr, trig | analyte_no, mcl, dlr | ETHYLENE GLYCOL | 0 | 0 | 0 | UG/L | [6 empty] | 36031 | 44671 | 45
394 | 395 | 77035 | 8404 | storet_no, mcl, dlr, trig | analyte_no, mcl, dlr | TERT-BUTYL ALCOHOL (TBA) | 0 | 2 | 12 | UG/L | [6 empty] | 36995 | 44728 | 9460
395 | 396 | 77035 | 8404 | storet_no, mcl, dlr, trig | analyte_no, mcl, dlr | TERT-BUTYL ALCOHOL (TBA) | 0 | 0 | 0 | UG/L | [6 empty] | 32898 | 36993 | 197
396 | 397 | 77041 | 1902 | storet_no, mcl, dlr, trig | analyte_no, mcl, dlr | CARBON DISULFIDE | 0 | 0.5 | 160 | UG/L | [6 empty] | 27309 | 44705 | 3220
397 | 398 | 77057 | 2447 | storet_no, mcl, dlr, trig | analyte_no, mcl, dlr | VINYL ACETATE | 0 | 0 | 0 | UG/L | [6 empty] | 31860 | 44180 | 97
398 | 399 | 77093 | 2380 | storet_no, mcl, dlr, trig | analyte_no, mcl, dlr | CIS-1,2-DICHLOROETHYLENE | 6 | 0.5 | 0.5 | UG/L | 01-01-1992 | 33604 | VOC |  | EPA 524.2 | tol | 27309 | 44732 | 13080
399 | 400 | 77128 | 2996 | storet_no, mcl, dlr, trig | analyte_no, mcl, dlr | STYRENE | 100 | 0.5 | 0.5 | UG/L | 01-01-1992 | 33604 | VOC |  | EPA 524.2 | tol | 27309 | 44728 | 12941
400 | 401 | 77135 | 2997 | storet_no, mcl, dlr, trig | analyte_no, mcl, dlr | O-XYLENE | 0 | 0.5 | 0 | UG/L |  |  |  | Need reg, waterboards marks as EPA 524.2 |  |  | 41339 | 44728 | 10283
401 | 402 | 77135 | 2997 | storet_no, mcl, dlr, trig | analyte_no, mcl, dlr | O-XYLENE | 1750 | 0.5 | 1750 | UG/L |  |  |  | Need reg, waterboards marks as EPA 524.2 |  |  | 27309 | 41338 | 10524
402 | 403 | 77168 | 2410 | storet_no, mcl, dlr, trig | analyte_no, mcl, dlr | 1,1-DICHLOROPROPENE | 0 | 0.5 | 0.5 | UG/L |  |  |  | Need reg, waterboards marks as EPA 524.2 |  |  | 27309 | 44728 | 11912
403 | 404 | 77170 | 2416 | storet_no, mcl, dlr, trig | analyte_no, mcl, dlr | 2,2-DICHLOROPROPANE | 0 | 0.5 | 0.5 | UG/L |  |  |  | Need reg, waterboards marks as EPA 524.2 |  |  | 27309 | 44728 | 12007
404 | 405 | 77173 | 2412 | storet_no, mcl, dlr, trig | analyte_no, mcl, dlr | 1,3-DICHLOROPROPANE | 0 | 0.5 | 0.5 | UG/L |  |  |  | Need reg, waterboards marks as EPA 524.2 |  |  | 27309 | 44728 | 12093
405 | 406 | 77221 | 2419 | storet_no, mcl, dlr, trig | analyte_no, mcl, dlr | 1,2,3-TRIMETHYLBENZENE | 0 | 0 | 0 | UG/L | [6 empty] | 32512 | 44504 | 333
406 | 407 | 77222 | 2418 | storet_no, mcl, dlr, trig | analyte_no, mcl, dlr | 1,2,4-TRIMETHYLBENZENE | 0 | 0.5 | 330 | UG/L |  |  |  | Need reg, waterboards marks as EPA 524.2 |  |  | 27309 | 44728 | 12062
407 | 408 | 77223 | 2994 | storet_no, mcl, dlr, trig | analyte_no, mcl, dlr | ISOPROPYLBENZENE | 0 | 0.5 | 770 | UG/L |  |  |  | Need reg, waterboards marks as EPA 524.2 |  |  | 27309 | 44728 | 12061
408 | 409 | 77224 | 2998 | storet_no, mcl, dlr, trig | analyte_no, mcl, dlr | N-PROPYLBENZENE | 0 | 0.5 | 260 | UG/L |  |  |  | Need reg, waterboards marks as EPA 524.2 |  |  | 27309 | 44728 | 12049
409 | 410 | 77226 | 2424 | storet_no, mcl, dlr, trig | analyte_no, mcl, dlr | 1,3,5-TRIMETHYLBENZENE | 0 | 0.5 | 330 | UG/L |  |  |  | Need reg, waterboards marks as EPA 524.2 |  |  | 27309 | 44728 | 12036
410 | 411 | 77285 | 0 | storet_no, mcl, dlr, trig | REMOVED (see: CA1910043-070) | 1,4-DICHLOROBUTANE | 0 | 0 | 0 | UG/L | [6 empty] | 31302 | 40261 | 11
411 | 412 | 77288 | 2451 | storet_no, mcl, dlr, trig | analyte_no, mcl, dlr | DICHLOROACETIC ACID (DCAA) | 0 | 1 | 0 | UG/L | [6 empty] | 35844 | 44720 | 1334
412 | 413 | 77288 | 2451 | storet_no, mcl, dlr, trig | analyte_no, mcl, dlr | DICHLOROACETIC ACID (DCAA) | 60 | 1 | 60 | UG/L | [6 empty] | 38896 | 41338 | 750
413 | 414 | 77350 | 2428 | storet_no, mcl, dlr, trig | analyte_no, mcl, dlr | SEC-BUTYLBENZENE | 0 | 0.5 | 0.5 | UG/L |  |  |  | Need reg, waterboards marks as EPA 524.2 |  |  | 27309 | 44728 | 12062
414 | 415 | 77353 | 2426 | storet_no, mcl, dlr, trig | analyte_no, mcl, dlr | TERT-BUTYLBENZENE | 0 | 0.5 | 0.5 | UG/L |  |  |  | Need reg, waterboards marks as EPA 524.2 |  |  | 27309 | 44728 | 12068
415 | 416 | 77356 | 0 | storet_no, mcl, dlr, trig | REMOVED (see: CA4810701-008) | CUMENE | 0 | 0.5 | 0 | UG/L | [6 empty] | 34537 | 42242 | 9
416 | 417 | 77441 | 2259 | storet_no, mcl, dlr, trig | analyte_no, mcl, dlr | 1-NAPHTHOL | 0 | 0 | 0 | UG/L | [6 empty] | 32974 | 43516 | 183
417 | 418 | 77443 | 2414 | storet_no, mcl, dlr, trig | analyte_no, mcl, dlr is blank, (only include samples since 2018) | 1,2,3-TRICHLOROPROPANE (1,2,3-TCP) | 0.005 | 0.005 | 0.005 | UG/L | 01-01-2018 | 43101 | VOC | 70k res from 2018 to present, CWS thinks it is VOC but most DDW treat it as SOC | SRL 524M-TCP | tol | 43083 | 44728 | 11797
418 | 419 | 7744X | 2414 | storet_no, mcl, dlr, trig | analyte_no, mcl, dlr | 1,2,3-TRICHLOROPROPANE (1,2,3-TCP) | 0 | 0.005 | 0.005 | UG/L |  |  |  | 157k res from 1984 to 2017 (likely old test) |  |  | 37296 | 43082 | 9683
419 | 420 | 7744X | 2414 | storet_no, mcl, dlr, trig | analyte_no, mcl, dlr | 1,2,3-TRICHLOROPROPANE (1,2,3-TCP) | 0 | 0.5 | 0.005 | UG/L |  |  |  | no results |  |  | 27874 | 37295 | 6574
420 | 421 | 7744X | 2414 | storet_no, mcl, dlr, trig | analyte_no, mcl, dlr | 1,2,3-TRICHLOROPROPANE (1,2,3-TCP) | 0.005 | 0.005 | 0.005 | UG/L |  |  |  | no results |  |  | 43083 | 43098 | 125
421 | 422 | 7744x | 2414 | storet_no, mcl, dlr, trig | analyte_no, mcl, dlr | 1,2,3-TRICHLOROPROPANE (1,2,3-TCP) | 0 | 0.005 | 0.005 | UG/L |  |  |  | 360 res from 2014 to 2017 (likely old test) |  |  | 37468 | 43082 | 4924
422 | 423 | 7744x | 2414 | storet_no, mcl, dlr, trig | analyte_no, mcl, dlr | 1,2,3-TRICHLOROPROPANE (1,2,3-TCP) | 0.005 | 0.005 | 0.005 | UG/L |  |  |  | no results |  |  | 43091 | 43097 | 22
423 | 424 | 77548 | 2465 | storet_no, mcl, dlr, trig | analyte_no, mcl, dlr | CHLOROPICRIN | 0 | 1 | 50 | UG/L | [6 empty] | 30873 | 44606 | 485
424 | 425 | 77562 | 2986 | storet_no, mcl, dlr, trig | analyte_no, mcl, dlr | 1,1,1,2-TETRACHLOROETHANE | 0 | 0.5 | 0.5 | UG/L |  |  |  | Need reg, waterboards marks as EPA 524.2 |  |  | 27309 | 44728 | 12000
425 | 426 | 77596 | 2408 | storet_no, mcl, dlr, trig | analyte_no, mcl, dlr | DIBROMOMETHANE | 0 | 0.5 | 0.5 | UG/L |  |  |  | Need reg, waterboards marks as EPA 524.2 |  |  | 27309 | 44728 | 12042
426 | 427 | 77613 | 2420 | storet_no, mcl, dlr, trig | analyte_no, mcl, dlr | 1,2,3-TRICHLOROBENZENE | 0 | 0.5 | 0.5 | UG/L |  |  |  | Need reg, waterboards marks as EPA 524.2 |  |  | 27309 | 44728 | 12044
427 | 428 | 77614 | 2377 | storet_no, mcl, dlr, trig | analyte_no, mcl, dlr | 1,3,5-TRICHLOROBENZENE | 0 | 0 | 0 | UG/L | [6 empty] | 32512 | 44356 | 412
428 | 429 | 77651 | 2946 | storet_no, mcl, dlr, trig | analyte_no, mcl, dlr | ETHYLENE DIBROMIDE (EDB) | 0.05 | 0.02 | 0.02 | UG/L | 01-01-1992 | 33604 | SOC |  | EPA 504.1 | tol | 29560 | 44720 | 10243
429 | 430 | 77700 | 2021 | storet_no, mcl, dlr, trig | analyte_no, mcl, dlr | CARBARYL | 0 | 5 | 700 | UG/L | [6 empty] | 28491 | 44726 | 7325
430 | 431 | 77793 | C175 | storet_no, mcl, dlr, trig | analyte_no, mcl, dlr | PENTACHLOROBENZENE | 0 | 0 | 0 | UG/L | [6 empty] | 31020 | 40904 | 99
431 | 432 | 77822 | 0 | storet_no, mcl, dlr, trig | REMOVED (see: CA2010002-017) | NONADECANE (N) | 0 | 0 | 0 | UG/L | [6 empty] | 35872 | 36031 | 4
432 | 433 | 77825 | 2051 | storet_no, mcl, dlr, trig | analyte_no, mcl, dlr | ALACHLOR | 2 | 1 | 1 | UG/L | 01-01-1992 | 33604 | SOC | May also be EPA 505, only referenced on bsk | EPA 525.3 | tol | 30873 | 44726 | 10528
433 | 434 | 77860 | 2076 | storet_no, mcl, dlr, trig | analyte_no, mcl, dlr | BUTACHLOR | 0 | 0.38 | 0.38 | UG/L | [6 empty] | 32954 | 44726 | 8215
434 | 435 | 77953 | 0 | storet_no, mcl, dlr, trig | REMOVED (see: CA4810701-008) | CHLORDIMEFORM | 0 | 0 | 0 | UG/L | [6 empty] | 31055 | 36031 | 108
435 | 436 | 77969 | 2057 | storet_no, mcl, dlr, trig | analyte_no, mcl, dlr | CHLORPYRIFOS | 0 | 1 | 0 | UG/L | [6 empty] | 30873 | 44692 | 729
436 | 437 | 77970 | C178 | storet_no, mcl, dlr, trig | analyte_no, mcl, dlr | CHLOROTOLUENE | 0 | 0 | 0 | UG/L | [6 empty] | 33658 | 44384 | 60
437 | 438 | 78004 | C179 | storet_no, mcl, dlr, trig | analyte_no, mcl, dlr | DIPHENAMIDE | 0 | 100 | 200 | UG/L | [6 empty] | 30963 | 44698 | 945
438 | 439 | 78116 | 0 | storet_no, mcl, dlr, trig | REMOVED (see: CA1910043-077) | N-OCTACOSANE | 0 | 0 | 0 | UG/L | [6 empty] | 36031 | 39672 | 7
439 | 440 | 78132 | 2962 | storet_no, mcl, dlr, trig | analyte_no, mcl, dlr | P-XYLENE | 1750 | 0.5 | 1750 | UG/L | [6 empty] | 32898 | 41338 | 3675
440 | 441 | 78132 | 2962 | storet_no, mcl, dlr, trig | analyte_no, mcl, dlr | P-XYLENE | 0 | 0.5 | 0 | UG/L | [6 empty] | 41339 | 44348 | 578
441 | 442 | 78136 | 0 | storet_no, mcl, dlr, trig | REMOVED (see: CA4810701-009) | TRIMETHYL BENZENE | 0 | 0.5 | 0 | UG/L | [6 empty] | 32633 | 36031 | 18
442 | 443 | 78200 | 8408 | storet_no, mcl, dlr, trig | analyte_no, mcl, dlr | N-NITROSODIETHYLAMINE (NDEA) | 0 | 0 | 0 | UG/L | [6 empty] | 37012 | 44720 | 434
443 | 444 | 78206 | 8409 | storet_no, mcl, dlr, trig | analyte_no, mcl, dlr | N-NITROSOPYRROLIDINE (NPYR) | 0 | 0 | 0 | UG/L | [6 empty] | 38721 | 44720 | 363
444 | 445 | 78207 | 8410 | storet_no, mcl, dlr, trig | analyte_no, mcl, dlr | N-NITROSODI-N-BUTYLAMINE (NDBA) | 0 | 0 | 0 | UG/L | [6 empty] | 38721 | 44720 | 365
445 | 446 | 78214 | 0 | storet_no, mcl, dlr, trig | REMOVED (see: CA4810701-009) | DIETHYLBENZENE | 0 | 0 | 0 | UG/L | [6 empty] | 36031 | 36031 | 2
446 | 447 | 78878 | 0 | storet_no, mcl, dlr, trig | REMOVED (see: CA4810701-009) | KEROSENE | 0 | 0 | 0 | UG/L | [6 empty] | 30963 | 36031 | 109
447 | 448 | 78879 | 0 | storet_no, mcl, dlr, trig | REMOVED (see: CA4810701-009) | METHIDATHION | 0 | 0 | 0 | UG/L | [6 empty] | 31295 | 36031 | 65
448 | 449 | 78880 | 0 | storet_no, mcl, dlr, trig | REMOVED (see: CA4810701-009) | TOPSIN-MR | 0 | 0 | 0 | UG/L | [6 empty] | 35872 | 36031 | 4
449 | 450 | 78881 | 0 | storet_no, mcl, dlr, trig | REMOVED (see: CA2110002-009) | PHOSPHAMIDON | 0 | 0 | 0 | UG/L | [6 empty] | 31615 | 39226 | 21
450 | 451 | 78882 | 0 | storet_no, mcl, dlr, trig | REMOVED (see: CA4810701-009) | DIFENZOQUAT | 0 | 0 | 0 | UG/L | [6 empty] | 36031 | 36031 | 2
451 | 452 | 78883 | 0 | storet_no, mcl, dlr, trig | REMOVED (see: CA4810701-009) | MODOWN | 0 | 0 | 0 | UG/L | [6 empty] | 36031 | 36031 | 2
452 | 453 | 78884 | 0 | storet_no, mcl, dlr, trig | REMOVED (see: CA1000298-001) | ORYZALIN | 0 | 10 | 0 | UG/L | [6 empty] | 30963 | 39673 | 150
453 | 454 | 78885 | 2032 | storet_no, mcl, dlr, trig | analyte_no, mcl, dlr | DIQUAT | 20 | 4 | 4 | UG/L | 01-01-1994 | 34335 | SOC | Only referenced on bsk | EPA 549.2 | tol | 32609 | 44726 | 7821
454 | 455 | 79191 | 2114 | storet_no, mcl, dlr, trig | analyte_no, mcl, dlr | PERMETHRIN | 0 | 0 | 0 | UG/L | [6 empty] | 36718 | 41745 | 87
455 | 456 | 79193 | C193 | storet_no, mcl, dlr, trig | analyte_no, mcl, dlr | ACIFLURFEN | 0 | 0 | 0 | UG/L | [6 empty] | 31054 | 44692 | 1230
456 | 457 | 79194 | 0 | storet_no, mcl, dlr, trig | REMOVED (see: CA4810701-009) | FLUCHLORALIN | 0 | 0 | 0 | UG/L | [6 empty] | 30963 | 39673 | 109
457 | 458 | 79195 | 6440 | storet_no, mcl, dlr, trig | analyte_no, mcl, dlr | NAPROPAMIDE | 0 | 0 | 0 | UG/L | [6 empty] | 30918 | 42311 | 273
458 | 459 | 79743 | 2034 | storet_no, mcl, dlr, trig | analyte_no, mcl, dlr | GLYPHOSATE | 700 | 25 | 25 | UG/L | 01-01-1994 | 34335 | SOC | Only referenced on bsk | EPA 547 | tol | 30740 | 44715 | 6925
459 | 460 | 81281 | 0 | storet_no, mcl, dlr, trig | REMOVED (see: CA4810701-008) | CHLORDECONE | 0 | 0 | 0 | UG/L | [6 empty] | 31013 | 36031 | 22
460 | 461 | 81284 | 2055 | storet_no, mcl, dlr, trig | analyte_no, mcl, dlr | TRIFLURALIN | 0 | 0 | 0 | UG/L | [6 empty] | 30978 | 44692 | 2367
461 | 462 | 81285 | C197 | storet_no, mcl, dlr, trig | analyte_no, mcl, dlr | ZYTRON | 0 | 0 | 0 | UG/L | [6 empty] | 31615 | 42186 | 134
462 | 463 | 81287 | 2041 | storet_no, mcl, dlr, trig | analyte_no, mcl, dlr | DINOSEB | 7 | 2 | 2 | UG/L | 01-01-1994 | 34335 | SOC | Only referenced on bsk | EPA 515.4 | tol | 30873 | 44726 | 8537
463 | 464 | 81290 | 0 | storet_no, mcl, dlr, trig | REMOVED (see: CA2110002-003) | EPN | 0 | 0 | 0 | UG/L | [6 empty] | 31001 | 39673 | 35
464 | 465 | 81291 | 0 | storet_no, mcl, dlr, trig | REMOVED (see: CA2010002-017) | PHOSALONE | 0 | 0 | 0 | UG/L | [6 empty] | 30918 | 36031 | 39
465 | 466 | 81292 | 0 | storet_no, mcl, dlr, trig | REMOVED (see: CA2110002-003) | AZINPHOS ETHYL | 0 | 0 | 0 | UG/L | [6 empty] | 31106 | 39673 | 20
466 | 467 | 81293 | C201 | storet_no, mcl, dlr, trig | analyte_no, mcl, dlr | COUMAPHOS | 0 | 0 | 0 | UG/L | [6 empty] | 34324 | 44222 | 23
467 | 468 | 81294 | 0 | storet_no, mcl, dlr, trig | REMOVED (see: CA4810701-009) | DYFONATE | 0 | 0 | 0 | UG/L | [6 empty] | 31692 | 38496 | 15
468 | 469 | 81303 | C202 | storet_no, mcl, dlr, trig | analyte_no, mcl, dlr | NITROFEN | 0 | 0 | 0 | UG/L | [6 empty] | 30978 | 43900 | 58
469 | 470 | 81322 | 7275 | storet_no, mcl, dlr, trig | analyte_no, mcl, dlr | CHLOROPROPHAM | 0 | 0 | 0 | UG/L | [6 empty] | 30945 | 44698 | 1053
470 | 471 | 81360 | 8411 | storet_no, mcl, dlr, trig | analyte_no, mcl, dlr | 2,4,6-TRINITROTOLUENE (TNT) | 0 | 0 | 0 | UG/L | [6 empty] | 38992 | 44602 | 225
471 | 472 | 81364 | 2096 | storet_no, mcl, dlr, trig | analyte_no, mcl, dlr | RDX (HEXAHYDRO-1,3,5-TRINITRO-1,3,5-TRIAZINE) | 0 | 0 | 0 | UG/L | [6 empty] | 38992 | 44602 | 228
472 | 473 | 81405 | 2046 | storet_no, mcl, dlr, trig | analyte_no, mcl, dlr | CARBOFURAN | 18 | 5 | 5 | UG/L | 01-01-1992 | 33604 | SOC | Only referenced on bsk | EPA 531.1 | tol | 30740 | 44726 | 8167
473 | 474 | 81408 | 2595 | storet_no, mcl, dlr, trig | analyte_no, mcl, dlr | METRIBUZIN | 0 | 0 | 0 | UG/L | [6 empty] | 31692 | 44726 | 8350
474 | 475 | 81410 | 2053 | storet_no, mcl, dlr, trig | analyte_no, mcl, dlr | BUTYLATE | 0 | 0 | 0 | UG/L | [6 empty] | 31001 | 42311 | 175
475 | 476 | 81436 | 8412 | storet_no, mcl, dlr, trig | analyte_no, mcl, dlr | CAFFEINE | 0 | 0 | 0 | UG/L | [6 empty] | 36942 | 44398 | 1243
476 | 477 | 81501 | 2327 | storet_no, mcl, dlr, trig | analyte_no, mcl, dlr | PENTACHLOROETHANE | 0 | 0 | 0 | UG/L | [6 empty] | 32512 | 44705 | 372
477 | 478 | 81551 | 2955 | storet_no, mcl, dlr | analyte_no, mcl, dlr | XYLENES (TOTAL) | 1750 | 0.5 | 1750 | UG/L | 01-01-1992 | 33604 | VOC |  | EPA 524.2 | tol | 38075 | 44418 | 12277
478 | 479 | 81551 | 2955 | storet_no, mcl, dlr, trig | analyte_no, mcl, dlr | XYLENES (TOTAL) | 1750 | 0.5 | 0.5 | UG/L |  |  |  | No results, use storet id 478 |  |  | 27309 | 44728 | 12470
479 | 480 | 81552 | 2243 | storet_no, mcl, dlr, trig | analyte_no, mcl, dlr | ACETONE | 0 | 0 | 0 | UG/L | [6 empty] | 31043 | 44728 | 4102
480 | 481 | 81555 | 2993 | storet_no, mcl, dlr, trig | analyte_no, mcl, dlr | BROMOBENZENE | 0 | 0.5 | 0.5 | UG/L |  |  |  | Need reg, waterboards marks as EPA 524.2 |  |  | 27309 | 44728 | 12036
481 | 482 | 81591 | 0 | storet_no, mcl, dlr, trig | REMOVED (see: CA1910239-052) | HEXANOL | 0 | 0 | 0 | UG/L | [6 empty] | 30740 | 40261 | 9
482 | 483 | 81595 | 2247 | storet_no, mcl, dlr, trig | analyte_no, mcl, dlr | METHYL ETHYL KETONE | 0 | 5 | 0 | UG/L | [6 empty] | 27309 | 44728 | 9219
483 | 484 | 81596 | 2277 | storet_no, mcl, dlr, trig | analyte_no, mcl, dlr | METHYL ISOBUTYL KETONE | 0 | 5 | 120 | UG/L | [6 empty] | 27309 | 44728 | 9192
484 | 485 | 81611 | 2904 | storet_no, mcl, dlr, trig | analyte_no, mcl, dlr | TRICHLOROTRIFLUOROETHANE (FREON 113) | 1200 | 10 | 10 | UG/L |  |  |  | Need reg, BSK & waterboards disagree |  |  | 27309 | 44728 | 13048
485 | 486 | 81651 | C209 | storet_no, mcl, dlr, trig | analyte_no, mcl, dlr | BISPHENOL A | 0 | 0 | 0 | UG/L | [6 empty] | 40098 | 44391 | 16
486 | 487 | 81710 | 2995 | storet_no, mcl, dlr, trig | analyte_no, mcl, dlr | M-XYLENE | 1750 | 0.5 | 1750 | UG/L | [6 empty] | 32898 | 41338 | 3554
487 | 488 | 81710 | 2995 | storet_no, mcl, dlr, trig | analyte_no, mcl, dlr | M-XYLENE | 0 | 0.5 | 0 | UG/L | [6 empty] | 41339 | 44651 | 564
488 | 489 | 81757 | 2054 | storet_no, mcl, dlr, trig | analyte_no, mcl, dlr | CYANAZINE | 0 | 150 | 0 | UG/L | [6 empty] | 30980 | 44616 | 736
489 | 490 | 81815 | C210 | storet_no, mcl, dlr, trig | analyte_no, mcl, dlr | ACEPHATE | 0 | 10 | 0 | UG/L | [6 empty] | 28491 | 40654 | 261
490 | 491 | 81849 | 0 | storet_no, mcl, dlr, trig | REMOVED (see: CA4810701-009) | TETRACHLOROPHENOL | 0 | 0 | 0 | UG/L | [6 empty] | 31026 | 36031 | 14
491 | 492 | 81855 | 1094 | storet_no, mcl, dlr, trig | analyte_no, mcl, dlr | ASBESTOS | 7 | 0.2 | 7 | MFL | 01-01-1992 | 33604 | IOC |  |  |  | 29836 | 44718 | 7181
492 | 493 | 81888 | 2102 | storet_no, mcl, dlr, trig | analyte_no, mcl, dlr | DISULFOTON | 0 | 100 | 0 | UG/L | [6 empty] | 30873 | 44698 | 1322
493 | 494 | 81890 | 0 | storet_no, mcl, dlr, trig | REMOVED (see: CA2110002-003) | MONOCROTOPHOS | 0 | 0 | 0 | UG/L | [6 empty] | 31001 | 39673 | 20
494 | 495 | 81892 | 4550 | storet_no, mcl, dlr, trig | analyte_no, mcl, dlr | CYCLOATE | 0 | 0 | 0 | UG/L | [6 empty] | 31001 | 42311 | 175
495 | 496 | 81894 | 2052 | storet_no, mcl, dlr, trig | analyte_no, mcl, dlr | EPTC | 0 | 0 | 0 | UG/L | [6 empty] | 30873 | 44698 | 2624
496 | 497 | 82051 | 2620 | storet_no, mcl, dlr, trig | analyte_no, mcl, dlr | AMIBEN | 0 | 0 | 0 | UG/L | [6 empty] | 31659 | 43787 | 168
497 | 498 | 82052 | 2440 | storet_no, mcl, dlr, trig | analyte_no, mcl, dlr | DICAMBA | 0 | 1.5 | 0 | UG/L | [6 empty] | 37005 | 44726 | 6628
498 | 499 | 82052 | 2440 | storet_no, mcl, dlr, trig | analyte_no, mcl, dlr | DICAMBA | 0 | 0.081 | 0.081 | UG/L | [6 empty] | 31055 | 36993 | 2875
499 | 500 | 82065 | 0 | storet_no, mcl, dlr, trig | REMOVED (see: CA4810701-009) | PROPARGITE | 0 | 0 | 0 | MG/L | [6 empty] | 30918 | 36031 | 139
500 | 501 | 82078 | C254 | storet_no, mcl, dlr, trig | analyte_no, mcl, dlr | TURBIDITY, FIELD | 5 | 0.1 | 5 | NTU | [6 empty] | 31265 | 44712 | 285
501 | 502 | 82079 | 0100 | storet_no, mcl, dlr, trig | analyte_no, mcl, dlr | TURBIDITY, LABORATORY | 5 | 0.1 | 5 | NTU | [6 empty] | 27165 | 44726 | 13063
502 | 503 | 82080 | 2950 | storet_no, mcl, dlr, trig | analyte_no, mcl, dlr | TOTAL TRIHALOMETHANES | 80 | 0 | 80 | UG/L |  |  |  | Need reg, waterboards marks as EPA 524.2 |  |  | 38075 | 44728 | 12112
503 | 504 | 82080 | 2950 | storet_no, mcl, dlr, trig | analyte_no, mcl, dlr | TOTAL TRIHALOMETHANES | 100 | 0.5 | 0.5 | UG/L |  |  |  | Need reg, waterboards marks as EPA 524.2 |  |  | 27309 | 38072 | 7975
504 | 505 | 82088 | 2545 | storet_no, mcl, dlr, trig | analyte_no, mcl, dlr | TERBUFOS | 0 | 0 | 0 | UG/L | [6 empty] | 37320 | 43726 | 122
505 | 506 | 82184 | 7035 | storet_no, mcl, dlr, trig | analyte_no, mcl, dlr | AMETRYN | 0 | 0 | 0 | UG/L | [6 empty] | 30921 | 42311 | 220
506 | 507 | 82185 | 7060 | storet_no, mcl, dlr, trig | analyte_no, mcl, dlr | ATRATON | 0 | 0 | 0 | UG/L | [6 empty] | 30921 | 44586 | 533
507 | 508 | 82197 | 0 | storet_no, mcl, dlr, trig | REMOVED (see: CA4810701-009) | BETASAN | 0 | 0 | 0 | UG/L | [6 empty] | 31092 | 36031 | 4
508 | 509 | 82198 | 2098 | storet_no, mcl, dlr, trig | analyte_no, mcl, dlr | BROMACIL | 0 | 10 | 10 | UG/L | [6 empty] | 28491 | 44726 | 8628
509 | 510 | 82199 | 2626 | storet_no, mcl, dlr, trig | analyte_no, mcl, dlr | MOLINATE | 20 | 2 | 2 | UG/L | [6 empty] | 29567 | 44726 | 9872
510 | 511 | 82200 | 8320 | storet_no, mcl, dlr, trig | analyte_no, mcl, dlr | VERNOLATE | 0 | 0 | 0 | UG/L | [6 empty] | 32611 | 44167 | 256
511 | 512 | 82203 | 8413 | storet_no, mcl, dlr, trig | analyte_no, mcl, dlr | HMX | 0 | 0 | 0 | UG/L | [6 empty] | 38992 | 44389 | 30
512 | 513 | 82297 | 0 | storet_no, mcl, dlr, trig | REMOVED (see: CA2110002-003) | CASORON | 0 | 0 | 0 | UG/L | [6 empty] | 32079 | 39673 | 16
513 | 514 | 82298 | 1004 | storet_no, mcl, dlr, trig | analyte_no, mcl, dlr | BROMIDE | 0 | 0 | 0 | MG/L | [6 empty] | 31423 | 44720 | 1468
514 | 515 | 82302 | 4004 | storet_no, mcl, dlr, trig | CE of analyte_no | RADON 222 COUNTING ERROR | 0 | 0 | 0 | PCI/L | [6 empty] | 31944 | 44669 | 1726
515 | 516 | 82303 | 4004 | storet_no, mcl, dlr, trig | DL of analyte_no, mcl, dlr | RADON 222 | 0 | 100 | 0 | PCI/L | [6 empty] | 31944 | 44669 | 1747
516 | 517 | 82356 | 2206 | storet_no, mcl, dlr, trig | analyte_no, mcl, dlr | DICHLORPROP | 0 | 0 | 0 | UG/L | [6 empty] | 31995 | 44692 | 1421
517 | 518 | 82358 | 0 | storet_no, mcl, dlr, trig | REMOVED (see: CA4810701-009) | PROPANE | 0 | 0 | 0 | UG/L | [6 empty] | 36031 | 36031 | 2
518 | 519 | 82383 | 1994 | storet_no, mcl, dlr, trig | analyte_no, mcl, dlr | AGGRSSIVE INDEX (CORROSIVITY) | 0 | 0 | 0 | 0 | [6 empty] | 30271 | 44726 | 9713
519 | 520 | 82410 | 0 | storet_no, mcl, dlr, trig | REMOVED (see: CA2110002-003) | PENOXALIN | 0 | 0 | 0 | UG/L | [6 empty] | 31148 | 39673 | 18
520 | 521 | 82416 | 2028 | storet_no, mcl, dlr, trig | analyte_no, mcl, dlr | PARAQUAT | 0 | 20 | 0 | UG/L | [6 empty] | 30740 | 44706 | 1631
521 | 522 | 82418 | C223 | storet_no, mcl, dlr, trig | analyte_no, mcl, dlr | CIS-PERMETHRIN | 0 | 0 | 0 | UG/L | [6 empty] | 30740 | 44508 | 278
522 | 523 | 82420 | 2275 | storet_no, mcl, dlr, trig | analyte_no, mcl, dlr | TRANS-PERMETHRIN | 0 | 0 | 0 | UG/L | [6 empty] | 30740 | 44508 | 240
523 | 524 | 82565 | 0 | storet_no, mcl, dlr, trig | REMOVED (see: CA2110002-003) | CIODRIN | 0 | 0 | 0 | UG/L | [6 empty] | 31902 | 39673 | 16
524 | 525 | 82721 | 2454 | storet_no, mcl, dlr, trig | analyte_no, mcl, dlr | DIBROMOACETIC ACID (DBAA) | 0 | 1 | 0 | UG/L | [6 empty] | 35844 | 44720 | 1332
525 | 526 | 82721 | 2454 | storet_no, mcl, dlr, trig | analyte_no, mcl, dlr | DIBROMOACETIC ACID (DBAA) | 60 | 1 | 60 | UG/L | [6 empty] | 38896 | 41338 | 733
526 | 527 | 82723 | 2452 | storet_no, mcl, dlr, trig | analyte_no, mcl, dlr | TRICHLOROACETIC ACID (TCAA) | 0 | 1 | 0 | UG/L | [6 empty] | 35844 | 44720 | 1337
527 | 528 | 82723 | 2452 | storet_no, mcl, dlr, trig | analyte_no, mcl, dlr | TRICHLOROACETIC ACID (TCAA) | 60 | 1 | 60 | UG/L | [6 empty] | 38896 | 41338 | 734
528 | 529 | A-001 | 2727 | storet_no, mcl, dlr, trig | analyte_no, mcl, dlr | THIOBENCARB | 70 | 1 | 1 | UG/L | [6 empty] | 31706 | 44726 | 10213
529 | 530 | A-004 | 0 | storet_no, mcl, dlr, trig | REMOVED (see: CA1210013-005) | GARLON | 0 | 0 | 0 | UG/L | [6 empty] | 32246 | 33400 | 4
530 | 531 | A-007 | C007 | storet_no, mcl, dlr, trig | analyte_no, mcl, dlr | 1,1-DICHLOROPROPANE | 0 | 0 | 0 | UG/L | [6 empty] | 32749 | 44651 | 669
531 | 532 | A-008 | 2965 | storet_no, mcl, dlr, trig | analyte_no, mcl, dlr | 2-CHLOROTOLUENE | 0 | 0.5 | 0.5 | UG/L |  |  |  | Need reg, waterboards marks as EPA 524.2 |  |  | 27309 | 44728 | 12035
532 | 533 | A-009 | 2966 | storet_no, mcl, dlr, trig | analyte_no, mcl, dlr | 4-CHLOROTOLUENE | 0 | 0.5 | 0.5 | UG/L |  |  |  | Need reg, waterboards marks as EPA 524.2 |  |  | 27309 | 44728 | 12037
533 | 534 | A-010 | 2422 | storet_no, mcl, dlr, trig | analyte_no, mcl, dlr | N-BUTYLBENZENE | 0 | 0.5 | 0.5 | UG/L |  |  |  | Need reg, waterboards marks as EPA 524.2 |  |  | 27309 | 44728 | 12063
534 | 535 | A-011 | 2030 | storet_no, mcl, dlr, trig | analyte_no, mcl, dlr | P-ISOPROPYLTOLUENE | 0 | 0 | 0 | UG/L |  |  |  | Need reg, waterboards marks as EPA 524.2 |  |  | 38075 | 44728 | 11010
535 | 536 | A-011 | 2030 | storet_no, mcl, dlr, trig | analyte_no, mcl, dlr | P-ISOPROPYLTOLUENE | 0 | 0.5 | 0.5 | UG/L | [6 empty] | 27309 | 38072 | 7551
536 | 537 | A-012 | 2430 | storet_no, mcl, dlr, trig | analyte_no, mcl, dlr | BROMOCHLOROMETHANE | 0 | 0.5 | 0.5 | UG/L |  |  |  | Need reg, waterboards marks as EPA 524.2 |  |  | 27309 | 44728 | 12018
537 | 538 | A-013 | 0 | storet_no, mcl, dlr, trig | REMOVED (see: CA5410801-003) | D-D MIXTURE | 0 | 0 | 0 | UG/L | [6 empty] | 32441 | 32448 | 2
538 | 539 | A-014 | 2963 | storet_no, mcl, dlr, trig | analyte_no, mcl, dlr | M,P-XYLENE | 0 | 0.5 | 0 | UG/L |  |  |  | Need reg, waterboards marks as EPA 524.2 |  |  | 41339 | 44728 | 10275
539 | 540 | A-014 | 2963 | storet_no, mcl, dlr, trig | analyte_no, mcl, dlr | M,P-XYLENE | 1750 | 0.5 | 1750 | UG/L | [6 empty] | 27309 | 41338 | 10506
540 | 541 | A-015 | 0 | storet_no, mcl, dlr, trig | REMOVED (see: CA1910009-007) | BIS 1,1-DIMETHYLPEROXIDE | 0 | 0 | 0 | UG/L | [6 empty] | 32422 | 32422 | 1
541 | 542 | A-016 | 0 | storet_no, mcl, dlr, trig | REMOVED (see: CA2010002-017) | LONDAX | 0 | 0 | 0 | UG/L | [6 empty] | 31281 | 37370 | 19
542 | 543 | A-018 | 0 | storet_no, mcl, dlr, trig | REMOVED (see: CA3710012-010) | BIS 1,1-DIMETHYLETHYLPEROXIDE | 0 | 0 | 0 | UG/L | [6 empty] | 37370 | 37370 | 1
543 | 544 | A-019 | 2043 | storet_no, mcl, dlr, trig | analyte_no, mcl, dlr | ALDICARB SULFOXIDE | 0 | 3 | 3 | UG/L | [6 empty] | 32791 | 44726 | 7001
544 | 545 | A-020 | 2044 | storet_no, mcl, dlr, trig | analyte_no, mcl, dlr | ALDICARB SULFONE | 0 | 4 | 4 | UG/L | [6 empty] | 32791 | 44726 | 7016
545 | 546 | A-021 | 2066 | storet_no, mcl, dlr, trig | analyte_no, mcl, dlr | 3-HYDROXYCARBOFURAN | 0 | 3 | 3 | UG/L | [6 empty] | 32925 | 44726 | 6843
546 | 547 | A-026 | 2035 | storet_no, mcl, dlr, trig | analyte_no, mcl, dlr | DI(2-ETHYLHEXYL)ADIPATE | 400 | 5 | 5 | UG/L | 01-01-1994 | 34335 | SOC | Only referenced on bsk | EPA 525.3 | tol | 33156 | 44726 | 7865
547 | 548 | A-027 | 1011 | storet_no, mcl, dlr, trig | analyte_no, mcl, dlr | BROMATE | 10 | 5 | 10 | UG/L | [8 empty] | 0
548 | 549 | A-027 | 1011 | storet_no, mcl, dlr, trig | analyte_no, mcl, dlr | BROMATE | 0.01 | 0.005 | 0.01 | MG/L | [6 empty] | 37706 | 44726 | 445
549 | 550 | A-027 | 1011 | storet_no, mcl, dlr, trig | analyte_no, mcl, dlr | BROMATE | 0 | 0 | 0 | MG/L | [6 empty] | 33680 | 37698 | 44
550 | 551 | A-028 | 4006 | storet_no, mcl, dlr, trig | CE of analyte_no | URANIUM COUNTING ERROR | 0 | 0 | 0 | PCI/L | [6 empty] | 31648 | 44725 | 7628
551 | 552 | A-029 | 1038 | storet_no, mcl, dlr, trig | analyte_no, mcl, dlr | NITRATE + NITRITE (AS N) | 10 | 0.4 | 5 | mg/L | [6 empty] | 27309 | 44721 | 11204
552 | 553 | A-029 | 0 | Delete, use contam_id 552 and normalize mcl/dlr/trig units | Delete, use contam_id 552 and normalize mcl/dlr/trig units | NITRATE + NITRITE (AS N) | 10000 | 400 | 5000 | UG/L | [8 empty] | 0
553 | 554 | A-030 | 0 | storet_no, mcl, dlr, trig | REMOVED (see: CA1510031-035) | METHYL-TERT-BUTYL-ETHER (MTBE) | 0 | 3 | 3 | UG/L | [6 empty] | 36122 | 36598 | 2
554 | 555 | A-031 | 1039 | storet_no, mcl | analyte_no, mcl | PERCHLORATE | 6 | 4 | 4 | UG/L | [6 empty] | 39373 | 44734 | 12583
555 | 556 | A-031 | 1039 | storet_no, mcl, dlr, trig | analyte_no, mcl, dlr | PERCHLORATE | 0 | 4 | 4 | UG/L | [6 empty] | 36997 | 39372 | 4807
556 | 557 | A-031 | 1039 | storet_no, mcl, dlr, trig | analyte_no, mcl, dlr | PERCHLORATE | 0 | 5 | 4 | UG/L | [6 empty] | 27309 | 36993 | 1676
557 | 558 | A-032 | 2049 | storet_no, mcl, dlr, trig | analyte_no, mcl, dlr | 1,4-DIOXANE | 0 | 1 | 1 | UG/L | [6 empty] | 40529 | 44727 | 1553
558 | 559 | A-032 | 2049 | storet_no, mcl, dlr, trig | analyte_no, mcl, dlr | 1,4-DIOXANE | 0 | 0 | 1 | UG/L | [6 empty] | 35261 | 40527 | 866
559 | 560 | A-033 | C033 | storet_no, mcl, dlr, trig | analyte_no, mcl, dlr | ETHYL-TERT-BUTYL ETHER | 0 | 3 | 0 | UG/L | [6 empty] | 27309 | 44728 | 11448
560 | 561 | A-034 | C034 | storet_no, mcl, dlr, trig | analyte_no, mcl, dlr | TERT-AMYL-METHYL ETHER (TAME) | 0 | 3 | 0 | UG/L | [6 empty] | 27309 | 44728 | 11448
561 | 562 | A-035 | 1025 | storet_no, mcl, dlr, trig | analyte_no, mcl, dlr | FLUORIDE (TREATMENT RELATED-DISTRIBUTION) | 2000 | 100 | 2000 | UG/L | [6 empty] | 31791 | 44727 | 11848
562 | 563 | A-035 | 1025 | storet_no, mcl, dlr, trig | analyte_no, mcl, dlr | FLUORIDE (TREATMENT RELATED-DISTRIBUTION) | 0 | 0.1 | 0 | MG/L | [6 empty] | 37679 | 44404 | 573
563 | 564 | A-036 | 2245 | storet_no, mcl, dlr, trig | analyte_no, mcl, dlr | DIISOPROPYL ETHER | 0 | 3 | 0 | UG/L | [6 empty] | 27309 | 44720 | 9043
564 | 565 | A-037 | 1007 | storet_no, mcl, dlr, trig | analyte_no, mcl, dlr | CHLORATE | 800 | 20 | 200 | UG/L | [6 empty] | 37018 | 44713 | 363
565 | 566 | A-037 | 1007 | storet_no, mcl, dlr, trig | analyte_no, mcl, dlr | CHLORATE | 0 | 0 | 200 | UG/L | [6 empty] | 36220 | 36992 | 12
566 | 567 | A-038 | 2455 | storet_no, mcl, dlr, trig | analyte_no, mcl, dlr | BROMOCHLOROACETIC ACID (BCAA) | 0 | 1 | 0 | UG/L | [6 empty] | 35844 | 44410 | 264
567 | 568 | A-039 | 9535 | storet_no, mcl, dlr, trig | analyte_no, mcl, dlr | BROMODICHLOROACETIC ACID (BDCAA) | 0 | 1 | 0 | UG/L | [6 empty] | 36217 | 43343 | 28
568 | 569 | A-040 | 9536 | storet_no, mcl, dlr, trig | analyte_no, mcl, dlr | DIBROMOCHLOROACETIC ACID (CDBAA) | 0 | 2 | 0 | UG/L | [6 empty] | 36217 | 43867 | 27
569 | 570 | A-041 | 2453 | storet_no, mcl, dlr, trig | analyte_no, mcl, dlr | MONOBROMOACETIC ACID (MBAA) | 0 | 1 | 0 | UG/L | [6 empty] | 35844 | 44720 | 1329
570 | 571 | A-041 | 2453 | storet_no, mcl, dlr, trig | analyte_no, mcl, dlr | MONOBROMOACETIC ACID (MBAA) | 60 | 1 | 60 | UG/L | [6 empty] | 38896 | 41338 | 731
571 | 572 | A-042 | 2450 | storet_no, mcl, dlr, trig | analyte_no, mcl, dlr | MONOCHLOROACETIC ACID (MCAA) | 0 | 2 | 0 | UG/L | [6 empty] | 35844 | 44720 | 1333
572 | 573 | A-042 | 2450 | storet_no, mcl, dlr, trig | analyte_no, mcl, dlr | MONOCHLOROACETIC ACID (MCAA) | 60 | 2 | 60 | UG/L | [6 empty] | 38896 | 41338 | 734
573 | 574 | A-043 | 9639 | storet_no, mcl, dlr, trig | analyte_no, mcl, dlr | TRIBROMOACETIC ACID (TBAA) | 0 | 4 | 0 | UG/L | [6 empty] | 36217 | 43647 | 74
574 | 575 | A-044 | C044 | storet_no, mcl, dlr, trig | analyte_no, mcl, dlr | CHROMIUM (TOTAL CR-CRVI SCREEN) | 0 | 1 | 0 | UG/L | [6 empty] | 37022 | 38426 | 4107
575 | 576 | A-044 | 0 | storet_no, mcl, dlr, trig | REMOVED (see: CA3310052-001) | CHROMIUM (TOTAL CR-CRVI SCREEN) | 0 | 0 | 0 | UG/L | [6 empty] | 34960 | 37021 | 290
576 | 577 | A-045 | 2108 | storet_no, mcl, dlr, trig | analyte_no, mcl, dlr | DCPA (TOTAL DI & MONO ACID DEGRADATES) | 0 | 0 | 0 | UG/L | [6 empty] | 36480 | 44692 | 3367
577 | 578 | A-046 | 2233 | storet_no, mcl, dlr, trig | analyte_no, mcl, dlr | 2-METHYLPHENOL | 0 | 0 | 0 | UG/L | [6 empty] | 37378 | 44222 | 116
578 | 579 | A-047 | C047 | storet_no, mcl, dlr, trig | analyte_no, mcl, dlr | TERTIARY BUTYL FORMATE (TBF) | 0 | 0 | 0 | UG/L | [6 empty] | 37453 | 41828 | 16
579 | 580 | A-048 | 2474 | storet_no, mcl, dlr, trig | analyte_no, mcl, dlr | GLYOXAL | 0 | 0 | 0 | UG/L | [6 empty] | 37384 | 44671 | 17
580 | 581 | A-049 | 2456 | storet_no, mcl, dlr, trig | analyte_no, mcl, dlr | HALOACETIC ACIDS (5) (HAA5) | 60 | 0 | 60 | UG/L | [6 empty] | 32898 | 44720 | 2172
581 | 582 | A-050 | 2346 | storet_no, mcl, dlr, trig | analyte_no, mcl, dlr | 4,6-DINITRO-O-CRESOL | 0 | 0 | 0 | UG/L | [6 empty] | 38720 | 43969 | 71
582 | 583 | A-051 | 0 | storet_no, mcl, dlr, trig | REMOVED (see: CA2110002-003) | ETHINYL ESTRADIOL | 0 | 0 | 0 | UG/L | [6 empty] | 39216 | 39217 | 6
583 | 584 | A-052 | 0 | storet_no, mcl, dlr, trig | REMOVED (see: CA2110002-006) | 17-B ESTRADIOL | 0 | 0 | 0 | UG/L | [6 empty] | 39216 | 39232 | 9
584 | 585 | A-053 | 2707 | storet_no, mcl, dlr, trig | analyte_no, mcl, dlr | ESTRONE | 0 | 0 | 0 | UG/L | [6 empty] | 33581 | 44728 | 9768
585 | 586 | A-057 | 0 | storet_no, mcl, dlr, trig | REMOVED (see: CA3610003-016) | POLYBROMINATED DIPHENYL ETHERS | 0 | 0 | 0 | UG/L | [6 empty] | 39456 | 39504 | 2
586 | 587 | A-058 | 8402 | storet_no, mcl, dlr, trig | analyte_no, mcl, dlr | ACETAMINOPHEN | 0 | 0 | 0 | UG/L | [6 empty] | 39232 | 44391 | 20
587 | 588 | A-059 | C270 | storet_no, mcl, dlr, trig | analyte_no, mcl, dlr | AMOXICILLIN | 0 | 0 | 0 | UG/L | [6 empty] | 40098 | 44391 | 17
588 | 589 | A-061 | C271 | storet_no, mcl, dlr, trig | analyte_no, mcl, dlr | CARBAMAZEPINE | 0 | 0 | 0 | UG/L | [6 empty] | 40098 | 43601 | 13
589 | 590 | A-063 | 8414 | storet_no, mcl, dlr, trig | analyte_no, mcl, dlr | GEMFIBROZIL | 0 | 0 | 0 | UG/L | [6 empty] | 39232 | 44391 | 19
590 | 591 | A-064 | C272 | storet_no, mcl, dlr, trig | analyte_no, mcl, dlr | IBUPROFEN | 0 | 0 | 0 | UG/L | [6 empty] | 40098 | 44391 | 16
591 | 592 | A-069 | 8901 | storet_no, mcl, dlr, trig | analyte_no, mcl, dlr | TRICLOSAN | 0 | 0 | 0 | UG/L | [6 empty] | 39232 | 44391 | 28
592 | 593 | A-070 | 8406 | storet_no, mcl, dlr, trig | analyte_no, mcl, dlr | N-NITROSOMETHYLETHYLAMINE (NMEA) | 0 | 0 | 0 | UG/L | [6 empty] | 38721 | 44720 | 370
593 | 594 | A-072 | 4109 | storet_no, mcl, dlr, trig | RL of analyte_no | GROSS ALPHA MDA95 | 3 | 0 | 0 | PCI/L | [6 empty] | 29089 | 44712 | 12326
594 | 595 | A-073 | 4006 | storet_no, mcl, dlr, trig | RL of analyte_no | URANIUM MDA95 | 1.001 | 0 | 0 | PCI/L | [6 empty] | 31648 | 44725 | 7429
595 | 596 | A-074 | 4020 | storet_no, mcl, dlr, trig | RL of analyte_no | RADIUM 226 MDA95 | 1.001 | 0 | 0 | PCI/L | [6 empty] | 31324 | 44714 | 5366
596 | 597 | A-075 | 4030 | storet_no, mcl, dlr, trig | RL of analyte_no | RADIUM 228 MDA95 | 1.001 | 0 | 0 | PCI/L | [6 empty] | 31648 | 44714 | 9906
597 | 598 | A-076 | 4010 | storet_no, mcl, dlr, trig | RL of analyte_no | COMBINED RA 226 + RA 228 MDA95 | 2.001 | 0 | 0 | PCI/L | [6 empty] | 39192 | 44671 | 415
598 | 599 | A-077 | 4100 | storet_no, mcl, dlr, trig | RL of analyte_no | GROSS BETA MDA95 | 4.001 | 0 | 0 | PCI/L | [6 empty] | 28972 | 44699 | 2486
599 | 600 | A-078 | 4174 | storet_no, mcl, dlr, trig | RL of analyte_no | STRONTIUM-90 MDA95 | 2.001 | 0 | 0 | PCI/L | [6 empty] | 29089 | 44706 | 830
600 | 601 | A-079 | 4102 | storet_no, mcl, dlr, trig | RL of analyte_no | TRITIUM MDA95 | 1000.001 | 0 | 0 | PCI/L | [6 empty] | 29089 | 44690 | 840
601 | 602 | A-080 | C080 | storet_no, mcl, dlr, trig | DL of analyte_no, mcl, dlr | TOTAL RADIUM FOR NTNC PER �64442(b)(3) | 5 | 1 | 5 | PCI/L | [6 empty] | 38904 | 44698 | 1571
602 | 603 | A-081 | C080 | storet_no, mcl, dlr, trig | CE of analyte_no | TOTAL RADIUM FOR NTNC PER �64442(b)(3) C.E. | 0 | 0 | 0 | PCI/L | [6 empty] | 38904 | 44698 | 1606
603 | 604 | A-082 | C080 | storet_no, mcl, dlr, trig | RL of analyte_no | TOTAL RADIUM FOR NTNC PER �64442(b)(3) MDA95 | 1.001 | 0 | 0 | PCI/L | [6 empty] | 38904 | 44698 | 1603
604 | 605 | A-083 | C083 | storet_no, mcl, dlr, trig | analyte_no, mcl, dlr | 1,3-DINITROBENZENE | 0 | 0 | 0 | UG/L | [6 empty] | 39454 | 44404 | 353
605 | 606 | A-084 | C084 | storet_no, mcl, dlr, trig | analyte_no, mcl, dlr | 2,2',4,4'-TETRABROMODIPHENYL ETHER | 0 | 0 | 0 | UG/L | [6 empty] | 39454 | 42514 | 189
606 | 607 | A-085 | C085 | storet_no, mcl, dlr, trig | analyte_no, mcl, dlr | 2,2',4,4',5-PENTABROMODIPHENYL ETHER | 0 | 0 | 0 | UG/L | [6 empty] | 39454 | 42514 | 189
607 | 608 | A-086 | C086 | storet_no, mcl, dlr, trig | analyte_no, mcl, dlr | 2,2',4,4',5,5'-HEXABROMOBIPHENYL (HBB) | 0 | 0 | 0 | UG/L | [6 empty] | 39454 | 42514 | 189
608 | 609 | A-087 | C087 | storet_no, mcl, dlr, trig | analyte_no, mcl, dlr | 2,2',4,4',5,5'-HEXABROMODIPHENYL ETHER | 0 | 0 | 0 | UG/L | [6 empty] | 39454 | 42514 | 189
609 | 610 | A-088 | C088 | storet_no, mcl, dlr, trig | analyte_no, mcl, dlr | 2,2',4,4',6-PENTABROMODIPHENYL ETHER | 0 | 0 | 0 | UG/L | [6 empty] | 39454 | 42514 | 189
610 | 611 | A-089 | 0 | storet_no, mcl, dlr, trig | REMOVED (see: CA2810005-004) | ACETOCHLOR ETHANE SULFONIC ACID | 0 | 0 | 0 | UG/L | [6 empty] | 39454 | 39975 | 73
611 | 612 | A-090 | 0 | storet_no, mcl, dlr, trig | REMOVED (see: CA2810005-004) | ACETOCHLOR OXANILIC ACID | 0 | 0 | 0 | UG/L | [6 empty] | 39454 | 39975 | 73
612 | 613 | A-091 | 0 | storet_no, mcl, dlr, trig | REMOVED (see: CA2810005-004) | ALACHLOR OXANILIC ACID | 0 | 0 | 0 | UG/L | [6 empty] | 39454 | 39975 | 73
613 | 614 | A-092 | 0 | storet_no, mcl, dlr, trig | REMOVED (see: CA5010010-066) | METOLACHLOR ETHANE SULFONIC ACID | 0 | 0 | 0 | UG/L | [6 empty] | 39454 | 39975 | 73
614 | 615 | A-093 | 0 | storet_no, mcl, dlr, trig | REMOVED (see: CA5010010-066) | METOLACHLOR OXANILIC ACID | 0 | 0 | 0 | UG/L | [6 empty] | 39454 | 39975 | 73
615 | 616 | A-094 | 0 | storet_no, mcl, dlr, trig | REMOVED (see: CA2810005-004) | ALACHLOR ETHANE SULFONIC ACID | 0 | 0 | 0 | UG/L | [6 empty] | 39454 | 39975 | 73
616 | 617 | A-095 | 2125 | storet_no, mcl, dlr, trig | analyte_no, mcl, dlr | 3,5-DICHLOROBENZOIC ACID | 0 | 0 | 0 | UG/L | [6 empty] | 40290 | 44692 | 324
617 | 618 | B-NEG | 0 | storet_no, mcl, dlr, trig | REMOVED (see: CA5301103-001) | NEGATIVE BASE/NEUTRAL & ACID ANALYSIS | 0 | 0 | 0 | 0 | [6 empty] | 31056 | 32562 | 23
618 | 619 | C2801 | 2801 | storet_no, mcl, dlr, trig | analyte_no, mcl, dlr | PERFLUOROBUTANESULFONIC ACID (PFBS) | 0 | 0 | 0 | NG/L | [6 empty] | 42604 | 44413 | 2465
619 | 620 | C2802 | 2802 | storet_no, mcl, dlr, trig | analyte_no, mcl, dlr | PERFLUOROHEPTANOIC ACID (PFHpA) | 0 | 0 | 0 | NG/L | [6 empty] | 42604 | 44413 | 2465
620 | 621 | C2803 | 2803 | storet_no, mcl, dlr, trig | analyte_no, mcl, dlr | PERFLUOROHEXANE SULFONIC ACID (PFHxS) | 0 | 0 | 0 | NG/L | [6 empty] | 42604 | 44413 | 2465
621 | 622 | C2804 | 2804 | storet_no, mcl, dlr, trig | analyte_no, mcl, dlr | PERFLUORONONANOIC ACID (PFNA) | 0 | 0 | 0 | NG/L | [6 empty] | 42604 | 44413 | 2465
622 | 623 | C2805 | 2805 | storet_no, mcl, dlr, trig | analyte_no, mcl, dlr | PERFLUOROOCTANE SULFONIC ACID (PFOS) | 0 | 0 | 13 | NG/L | [6 empty] | 43304 | 43698 | 743
623 | 624 | C2805 | 2805 | storet_no, mcl, dlr, trig | analyte_no, mcl, dlr | PERFLUOROOCTANE SULFONIC ACID (PFOS) | 0 | 0 | 6.5 | NG/L | [6 empty] | 43699 | 44413 | 2403
624 | 625 | C2805 | 2805 | storet_no, mcl, dlr, trig | analyte_no, mcl, dlr | PERFLUOROOCTANE SULFONIC ACID (PFOS) | 0 | 40 | 0 | NG/L | [6 empty] | 41591 | 43292 | 115
625 | 626 | C2806 | 2806 | storet_no, mcl, dlr, trig | analyte_no, mcl, dlr | PERFLUOROOCTANOIC ACID (PFOA) | 0 | 0 | 14 | NG/L | [6 empty] | 43304 | 43698 | 744
626 | 627 | C2806 | 2806 | storet_no, mcl, dlr, trig | analyte_no, mcl, dlr | PERFLUOROOCTANOIC ACID (PFOA) | 0 | 0 | 5.1 | NG/L | [6 empty] | 43699 | 44413 | 2403
627 | 628 | C2806 | 2806 | storet_no, mcl, dlr, trig | analyte_no, mcl, dlr | PERFLUOROOCTANOIC ACID (PFOA) | 0 | 20 | 0 | NG/L | [6 empty] | 41591 | 43292 | 115
628 | 629 | C2807 | 2817 | storet_no, mcl, dlr, trig | analyte_no, mcl, dlr | N-ETHYL PERFLUOROOCTANESULFONAMIDOACETIC ACID (NEtFOSAA) | 0 | 0 | 0 | NG/L | [6 empty] | 43313 | 44413 | 2452
629 | 630 | C2808 | 2818 | storet_no, mcl, dlr, trig | analyte_no, mcl, dlr | N-METHYL PERFLUOROOCTANESULFONAMIDOACETIC ACID (NMeFOSAA) | 0 | 0 | 0 | NG/L | [6 empty] | 43313 | 44413 | 2452
630 | 631 | C2809 | 2807 | storet_no, mcl, dlr, trig | analyte_no, mcl, dlr | PERFLUORODECANOIC ACID (PFDA) | 0 | 0 | 0 | NG/L | [6 empty] | 43313 | 44413 | 2452
631 | 632 | C2810 | 2808 | storet_no, mcl, dlr, trig | analyte_no, mcl, dlr | PERFLUORODODECANOIC ACID (PFDoA) | 0 | 0 | 0 | NG/L | [6 empty] | 43313 | 44413 | 2452
632 | 633 | C2811 | 2809 | storet_no, mcl, dlr, trig | analyte_no, mcl, dlr | PERFLUOROHEXANOIC ACID (PFHxA) | 0 | 0 | 0 | NG/L | [6 empty] | 43313 | 44413 | 2452
633 | 634 | C2812 | 2810 | storet_no, mcl, dlr, trig | analyte_no, mcl, dlr | PERFLUOROTETRADECANOIC ACID (PFTA) | 0 | 0 | 0 | NG/L | [6 empty] | 43313 | 44413 | 2452
634 | 635 | C2813 | 2811 | storet_no, mcl, dlr, trig | analyte_no, mcl, dlr | PERFLUOROTRIDECANOIC ACID (PFTrDA) | 0 | 0 | 0 | NG/L | [6 empty] | 43313 | 44413 | 2452
635 | 636 | C2814 | 2812 | storet_no, mcl, dlr, trig | analyte_no, mcl, dlr | PERFLUOROUNDECANOIC ACID (PFUnA) | 0 | 0 | 0 | NG/L | [6 empty] | 43313 | 44413 | 2452
636 | 637 | C2815 | 2816 | storet_no, mcl, dlr, trig | analyte_no, mcl, dlr | HEXAFLUOROPROPYLENE OXIDE DIMER ACID (HFPO-DA) | 0 | 0 | 0 | NG/L | [6 empty] | 43586 | 44413 | 2283
637 | 638 | C2816 | 2814 | storet_no, mcl, dlr, trig | analyte_no, mcl, dlr | 9-CHLOROHEXADECAFLUORO-3-OXANONE-1-SULFONIC ACID (9Cl-PF3ONS) | 0 | 0 | 0 | NG/L | [6 empty] | 43586 | 44413 | 2283
638 | 639 | C2817 | 2813 | storet_no, mcl, dlr, trig | analyte_no, mcl, dlr | 11-CHLOROEICOSAFLUORO-3-OXAUNDECANE-1-SULFONIC ACID (11Cl-PF3OUdS) | 0 | 0 | 0 | NG/L | [6 empty] | 43586 | 44413 | 2283
639 | 640 | C2818 | 2815 | storet_no, mcl, dlr, trig | analyte_no, mcl, dlr | 4,8-DIOXA-3H-PERFLUORONONANOIC ACID (ADONA) | 0 | 0 | 0 | NG/L | [6 empty] | 43586 | 44413 | 2283
640 | 641 | F2815 | 2816 | storet_no, mcl, dlr, trig | analyte_no, mcl, dlr | HEXAFLUOROPROPYLENE OXIDE DIMER ACID (HFPO-DA) | 0 | 0 | 0 | NG/L | [6 empty] | 43872 | 44412 | 874
641 | 642 | D2801 | 2801 | storet_no, mcl, dlr, trig | analyte_no, mcl, dlr | PERFLUOROBUTANESULFONIC ACID (PFBS) | 0 | 0 | 0 | NG/L | [6 empty] | 44109 | 44398 | 38
642 | 643 | D2807 | 2817 | storet_no, mcl, dlr, trig | analyte_no, mcl, dlr | N-ETHYL PERFLUOROOCTANESULFONAMIDOACETIC ACID | 0 | 0 | 0 | NG/L | [6 empty] | 44109 | 44398 | 38
643 | 644 | F2817 | 2813 | storet_no, mcl, dlr, trig | analyte_no, mcl, dlr | 11-CHLOROEICOSAFLUORO-3-OXAUNDECANE-1-SULFONIC ACID | 0 | 0 | 0 | NG/L | [6 empty] | 43872 | 44412 | 874
644 | 645 | D2802 | 2802 | storet_no, mcl, dlr, trig | analyte_no, mcl, dlr | PERFLUOROHEPTANOIC ACID (PFHpA) | 0 | 0 | 0 | NG/L | [6 empty] | 44109 | 44398 | 38
645 | 646 | D2808 | 2818 | storet_no, mcl, dlr, trig | analyte_no, mcl, dlr | N-METHYL PERFLUOROOCTANESULFONAMIDOACETIC ACID | 0 | 0 | 0 | NG/L | [6 empty] | 44109 | 44398 | 38
646 | 647 | D2803 | 2803 | storet_no, mcl, dlr, trig | analyte_no, mcl, dlr | PERFLUOROHEXANE SULFONIC ACID (PFHxS) | 0 | 0 | 0 | NG/L | [6 empty] | 44109 | 44398 | 38
647 | 648 | F2801 | 2801 | storet_no, mcl, dlr, trig | analyte_no, mcl, dlr | PERFLUOROBUTANESULFONIC ACID (PFBS) | 0 | 0 | 0 | NG/L | [6 empty] | 42604 | 44720 | 2475
648 | 649 | D2804 | 2804 | storet_no, mcl, dlr, trig | analyte_no, mcl, dlr | PERFLUORONONANOIC ACID (PFNA) | 0 | 0 | 0 | NG/L | [6 empty] | 44109 | 44398 | 38
649 | 650 | D2809 | 2807 | storet_no, mcl, dlr, trig | analyte_no, mcl, dlr | PERFLUORODECANOIC ACID (PFDA) | 0 | 0 | 0 | NG/L | [6 empty] | 44109 | 44398 | 38
650 | 651 | F2802 | 2802 | storet_no, mcl, dlr, trig | analyte_no, mcl, dlr | PERFLUOROHEPTANOIC ACID (PFHpA) | 0 | 0 | 0 | NG/L | [6 empty] | 42604 | 44720 | 2475
651 | 652 | D2805 | 2805 | storet_no, mcl, dlr, trig | analyte_no, mcl, dlr | PERFLUOROOCTANE SULFONIC ACID (PFOS) | 0 | 0 | 0 | NG/L | [6 empty] | 44109 | 44398 | 38
652 | 653 | D2810 | 2808 | storet_no, mcl, dlr, trig | analyte_no, mcl, dlr | PERFLUORODODECANOIC ACID (PFDoA) | 0 | 0 | 0 | NG/L | [6 empty] | 44109 | 44398 | 38
653 | 654 | F2803 | 2803 | storet_no, mcl, dlr, trig | analyte_no, mcl, dlr | PERFLUOROHEXANE SULFONIC ACID (PFHxS) | 0 | 0 | 0 | NG/L | [6 empty] | 42604 | 44720 | 2475
654 | 655 | D2806 | 2806 | storet_no, mcl, dlr, trig | analyte_no, mcl, dlr | PERFLUOROOCTANOIC ACID (PFOA) | 0 | 0 | 0 | NG/L | [6 empty] | 44109 | 44398 | 38
655 | 656 | D2811 | 2809 | storet_no, mcl, dlr, trig | analyte_no, mcl, dlr | PERFLUOROHEXANOIC ACID (PFHxA) | 0 | 0 | 0 | NG/L | [6 empty] | 44109 | 44398 | 38
656 | 657 | D2812 | 2810 | storet_no, mcl, dlr, trig | analyte_no, mcl, dlr | PERFLUOROTETRADECANOIC ACID (PFTA) | 0 | 0 | 0 | NG/L | [6 empty] | 44109 | 44398 | 38
657 | 658 | F2804 | 2804 | storet_no, mcl, dlr, trig | analyte_no, mcl, dlr | PERFLUORONONANOIC ACID (PFNA) | 0 | 0 | 0 | NG/L | [6 empty] | 42604 | 44720 | 2475
658 | 659 | F2805 | 2805 | storet_no, mcl, dlr, trig | analyte_no, mcl, dlr | PERFLUOROOCTANE SULFONIC ACID (PFOS) | 0 | 0 | 0 | NG/L | [6 empty] | 43304 | 44720 | 2474
659 | 660 | D2813 | 2811 | storet_no, mcl, dlr, trig | analyte_no, mcl, dlr | PERFLUOROTRIDECANOIC ACID (PFTrDA) | 0 | 0 | 0 | NG/L | [6 empty] | 44109 | 44398 | 38
660 | 661 | F2806 | 2806 | storet_no, mcl, dlr, trig | analyte_no, mcl, dlr | PERFLUOROOCTANOIC ACID (PFOA) | 0 | 0 | 0 | NG/L | [6 empty] | 43304 | 44720 | 2474
661 | 662 | F2807 | 2817 | storet_no, mcl, dlr, trig | analyte_no, mcl, dlr | N-ETHYL PERFLUOROOCTANESULFONAMIDOACETIC ACID | 0 | 0 | 0 | NG/L | [6 empty] | 43313 | 44720 | 2465
662 | 663 | F2808 | 2818 | storet_no, mcl, dlr, trig | analyte_no, mcl, dlr | N-METHYL PERFLUOROOCTANESULFONAMIDOACETIC ACID | 0 | 0 | 0 | NG/L | [6 empty] | 43313 | 44720 | 2465
663 | 664 | F2809 | 2807 | storet_no, mcl, dlr, trig | analyte_no, mcl, dlr | PERFLUORODECANOIC ACID (PFDA) | 0 | 0 | 0 | NG/L | [6 empty] | 43313 | 44720 | 2465
664 | 665 | F2810 | 2808 | storet_no, mcl, dlr, trig | analyte_no, mcl, dlr | PERFLUORODODECANOIC ACID (PFDoA) | 0 | 0 | 0 | NG/L | [6 empty] | 43313 | 44720 | 2465
665 | 666 | F2811 | 2809 | storet_no, mcl, dlr, trig | analyte_no, mcl, dlr | PERFLUOROHEXANOIC ACID (PFHxA) | 0 | 0 | 0 | NG/L | [6 empty] | 43313 | 44720 | 2465
666 | 667 | F2812 | 2810 | storet_no, mcl, dlr, trig | analyte_no, mcl, dlr | PERFLUOROTETRADECANOIC ACID (PFTA) | 0 | 0 | 0 | NG/L | [6 empty] | 43313 | 44720 | 2465
667 | 668 | F2813 | 2811 | storet_no, mcl, dlr, trig | analyte_no, mcl, dlr | PERFLUOROTRIDECANOIC ACID (PFTrDA) | 0 | 0 | 0 | NG/L | [6 empty] | 43313 | 44720 | 2465
668 | 669 | F2814 | 2812 | storet_no, mcl, dlr, trig | analyte_no, mcl, dlr | PERFLUOROUNDECANOIC ACID (PFUnA) | 0 | 0 | 0 | NG/L | [6 empty] | 43872 | 44412 | 882
669 | 670 | F2816 | 2814 | storet_no, mcl, dlr, trig | analyte_no, mcl, dlr | 9-CHLOROHEXADECAFLUORO-3-OXANONE-1-SULFONIC ACID | 0 | 0 | 0 | NG/L | [6 empty] | 43872 | 44412 | 874
670 | 671 | F2818 | 2815 | storet_no, mcl, dlr, trig | analyte_no, mcl, dlr | 4,8-DIOXA-3H-PERFLUORONONANOIC ACID (ADONA) | 0 | 0 | 0 | NG/L | [6 empty] | 43872 | 44412 | 874
671 | 672 | D2814 | 2812 | storet_no, mcl, dlr, trig | analyte_no, mcl, dlr | PERFLUOROUNDECANOIC ACID (PFUnA) | 0 | 0 | 0 | NG/L | [6 empty] | 43313 | 44720 | 2380
672 | 673 | D2815 | 2816 | storet_no, mcl, dlr, trig | analyte_no, mcl, dlr | HEXAFLUOROPROPYLENE OXIDE DIMER ACID (HFPO-DA) | 0 | 0 | 0 | NG/L | [6 empty] | 43586 | 44720 | 2221
673 | 674 | D2816 | 2814 | storet_no, mcl, dlr, trig | analyte_no, mcl, dlr | 9-CHLOROHEXADECAFLUORO-3-OXANONE-1-SULFONIC ACID | 0 | 0 | 0 | NG/L | [6 empty] | 43586 | 44720 | 2221
674 | 675 | D2817 | 2813 | storet_no, mcl, dlr, trig | analyte_no, mcl, dlr | 11-CHLOROEICOSAFLUORO-3-OXAUNDECANE-1-SULFONIC ACID | 0 | 0 | 0 | NG/L | [6 empty] | 43586 | 44720 | 2221
675 | 676 | D2818 | 2815 | storet_no, mcl, dlr, trig | analyte_no, mcl, dlr | 4,8-DIOXA-3H-PERFLUORONONANOIC ACID (ADONA) | 0 | 0 | 0 | NG/L | [6 empty] | 43586 | 44720 | 2221
676 | 677 |  | 2056 | REMOVED (see: CA30310022-028) | analyte_no, mcl, dlr | SPECTRACIDE | 0 | 0 | 0 | UG/L | [6 empty] | 40546 | 44726 | 3857
677 | 678 |  | 2023 | REMOVED (see: CA4810701-008) | analyte_no, mcl, dlr | BAYGON | 0 | 0 | 0 | UG/L | [6 empty] | 40546 | 44692 | 2195
678 | 679 |  | 2273 | REMOVED (see:CA2810005-003) | analyte_no, mcl, dlr | TRANS-NONACHLOR | 0 | 0 | 0 | UG/L | [6 empty] | 43283 | 44692 | 226
679 | 680 |  | 8610 | REMOVED (see:CA2810005-003) | analyte_no, mcl, dlr | DICHLOROVOS | 0 | 0 | 0 | UG/L | [6 empty] | 40861 | 44692 | 98
680 | 681 |  | 7240 | REMOVED (see:CA2810005-003) | analyte_no, mcl, dlr | ALPHA-CHLORDANE | 0 | 0 | 0 | UG/L | [6 empty] | 43283 | 44692 | 227
681 | 682 |  | 7245 | REMOVED (see:CA2810005-003) | analyte_no, mcl, dlr | GAMMA-CHLORDANE | 0 | 0 | 0 | UG/L | [6 empty] | 43283 | 44692 | 227
682 | 683 |  | 2099 | REMOVED (see:CA2300764-009) | analyte_no, mcl, dlr | DCPA | 0 | 0.1 | 0 | UG/L | [6 empty] | 40570 | 44678 | 108
683 | 684 | 77443 | 2414 | storet_no, mcl, dlr, trig | analyte_no, mcl, dlr is blank, (only include samples since 2018) | 1,2,3-TRICHLOROPROPANE (1,2,3-TCP) | 0 | 0.005 | 0.005 | UG/L |  |  |  | Created for experiment. May be consolidated with 418, depending on if it is a source of grandfather results |  |  | 42537 | 42632 | 8